## Instructions
Process for Development Engineers/Building Certifiers
Summary Sheet | Complete the Summary page details with the Description of Development, Property Description and Location
in grey boxes. (Developer)
Complete the Summary page details with the Parcel number and Certificate number in green boxes (Council)
Choose location by drop down box
Colour Coding on Asset Worksheets
All White columns should be auto-populated dependent on other cells.
Light Grey columns should have a drop down box for selection. These flow through to other cells so it is imperative they are populated.
Dark Grey columns (Column A) require manual input and are for input by Asset Management staff only once the assets have been created in the Authority AM module
Asset Worksheets
Roads
Manual input required in Columns B, some of E, F, G and H.
Drop down in Column C for the Asset description. This list derives from Councils Asset Register maintained by the Asset Management Team.
Check totals in column G appear reasonable
The total of Road assets flows through to the Summary page
Stormwater Drainage
Drop down in Column B for Rural or Urban
Drop down in Column C for the Asset description. This list derives from Councils Asset Register maintained by the Asset Management Team.
This should populate column D
Manually input the Unit of Measure in column E
Manually input the quantity in column F
Drop down in column G to show diameter. This will not allow drop down unless previous cells are populated.
Drop down in column H to show diameter. This will not allow drop down unless previous cells are populated.
Developer to complete columns L and M with their unit Rates and Total cost of asset including Labour, excluding GST
Check totals in column M appear reasonable
The total of Stormwater Drainage assets flows through to the Summary page
Open Space & Recreation Assets
Drop down in Column D for the Asset description. This list derives from Councils Asset Register maintained by the Asset Management Team.
This should populate columns B and C
Drop down in column F to show unit of measure
Manually input the quantity in column G
Developer to complete columns K and L with their unit Rates and Total cost of asset including Labour, excluding GST
Check totals in column L appear reasonable
The total of Open Space and Recreation assets flows through to the Summary page
Water
Drop down in Column C for the Asset description. This list derives from Councils Asset Register maintained by the Asset Management Team.
This should populate column B
If Column C = "Mains", drop down in Column D is required
Additional description required in Column E
Drop down in column F to show diameter. This will not allow drop down unless previous cells are populated.
Manually input the Unit of Measure in column G
Manually input the quantity in column H
Developer to complete columns M and N with their unit Rates and Total cost of asset including Labour, excluding GST
Check totals in column N appear reasonable
The total of Water assets flows through to the Summary page
Sewer
Drop down in Column C for the Asset description. This list derives from Councils Asset Register maintained by the Asset Management Team.
This should populate column B
Additional description required in Column D
Drop down in column E to show diameter. This will not allow drop down unless previous cells are populated.
Manually input the Unit of Measure in column F
Manually input the quantity in column G
Developer to complete columns L and M with their unit Rates and Total cost of asset including Labour, excluding GST
Check totals in column M appear reasonable
The total of Sewer assets flows through to the Summary page
Other - Manual Input
Manually type in asset information in columns B, C, D, E, F and I for any assets that do not otherwise "fit" in the other cataegory worksheets

## Summary
BYRON SHIRE COUNCIL ASSET CREATION FORM
Description of Development
Parcel Number
Property Description
Certificate Number
Location
Asset Description | Total Value of Dedications
Roads | 0
Stormwater Drainage | 0
Buildings
Open Space & Recreation | 0
Community Land | 0
Water | 0
Sewer | 0
Other Not Elsewhere Included | 0
TOTAL VALUE OF DEDICATED ASSETS | 0

## Roads
Asset Number | Street/Road Name | Asset Description | Road Component | Material | Unit of Measure | Quantity | Depth | Unit Value | Total Cost | Developers Unit Rate (Inc Labour, Exc GST) | Developer Cost Estimate (Inc Labour, Exc GST) |  | Road Component | Surface | Base | Material | Material | Material | Unit of Measure | Kerb & Gutter | Roadside Barriers | Traffic Control Devices | Roadside Furniture
[11 empty] | 0 | Road | Surface | AC Deep Lift Seal |  | Gravel | Gravel | Gravel | Mtr Sq | Upright/Square Top | Guardrail | Roundabout | Signs
[9 empty] | 0 |  | 0 | Parking | Base | Reconstruction |  | Concrete | Concrete | Concrete | Mtr | Edge Restraint | Fence | Island | Guide Posts
[11 empty] | 0 | Kerb and Gutter | Sub Base | Reseal |  | Asphalt | Asphalt | Asphalt | Each | Mountable | Bollard | Speed Hump | Linemarking
[11 empty] | 0 | Footpaths & Cycleways | Formation |  |  | 2 Coat Bitumen Seal | Bitumen | Bitumen
[11 empty] | 0 | Other Transport and Communication |  |  |  | Primer Bitumen Seal
[11 empty] | 0 | Bridges
[11 empty] | 0 | Roadside Barriers
[11 empty] | 0 | Roundabout
[11 empty] | 0 | Island
[11 empty] | 0 | Speed Hump
[11 empty] | 0 | Subsoil Drainage
[11 empty] | 0 | Retaining Walls
[11 empty] | 0 | Roadside Furniture
0
0
0
0
0
0
0
0
0
0
0
0
0
0
0
0
0
0
0

## Stormwater Drainage
Asset Number | Rural/Urban | Asset Description | Asset Classification | Unit of Measure | Quantity | Diameter | Depth | Unit Value | Total Cost | Developers Unit Rate (Inc Labour, Exc GST) | Developer Cost Estimate (Inc Labour, Exc GST) | Location | Location 2 |  |  |  | Description | Asset Sub Type 1 | Pipes | Depth | Unit of Measure | Pipe Diameter (mm)
[8 empty] | #N/A |  |  | 0 | BANGALOW | Rural | Causeways | Drains | Private | Box Culverts | Major Culverts | PVC | <1.5m | Metres | 100
[11 empty] | 0 | BILLINUDGEL | Urban | Major Culverts | Flood Protection |  | Butterfly Grate Pit | Nodes | RCP | >1.5m - <3m | Each | 125
[11 empty] | 0 | BINNA BURRA | Private | Pipe Culverts | Mains |  | Channel | Drains |  | >4.5m - <6m |  | 150
[11 empty] | 0 | BOOYONG |  | Table Drains | Nodes |  | Concrete Pipes | Mains |  | >6m |  | 175
[11 empty] | 0 | BROKEN HEAD |  |  | Nodes - Pits (Short Life Component) |  | Dish Drain | Drains |  |  |  | 200
[11 empty] | 0 | BRUNSWICK HEADS |  |  | Nodes - Pits (Long Life Component) |  | Drain | Drains |  |  |  | 225
[11 empty] | 0 | BYRON BAY |  |  | Retention Basins |  | Drop Pit | Nodes |  |  |  | 250
[11 empty] | 0 | CLUNES |  |  |  |  | Field Inlet Pit | Nodes |  |  |  | 275
[11 empty] | 0 | COOPERS SHOOT |  |  |  |  | Field Outlet | Nodes |  |  |  | 300
[11 empty] | 0 | COORABELL |  |  |  |  | Floodgates | Flood Protection |  |  |  | 325
[11 empty] | 0 | EUREKA |  |  |  |  | FLUSH POINT |  |  |  |  | 350
[11 empty] | 0 | EWINGSDALE |  |  |  |  | Grated Inlet Pit | Nodes |  |  |  | 375
[11 empty] | 0 | FEDERAL |  |  |  |  | Gross Pollutant Trap | Nodes |  |  |  | 400
[11 empty] | 0 | GOONENGERRY |  |  |  |  | Headwall | Nodes |  |  |  | 425
[11 empty] | 0 | HAYTERS HILL |  |  |  |  | Inlet | Nodes |  |  |  | 450
[11 empty] | 0 | HUONBROOK |  |  |  |  | Inlet Pit | Nodes |  |  |  | 475
[11 empty] | 0 | KOONYUM RANGE |  |  |  |  | Junction | Nodes |  |  |  | 500
[11 empty] | 0 | MAIN ARM |  |  |  |  | Junction Pit | Nodes |  |  |  | 525
[11 empty] | 0 | McLEODS SHOOT |  |  |  |  | Kerb Inlet Pit | Nodes |  |  |  | 550
[11 empty] | 0 | MIDDLE POCKET |  |  |  |  | Letterbox Pit | Nodes |  |  |  | 575
[11 empty] | 0 | MONTECOLLUM |  |  |  |  | Levee Banks | Flood Protection |  |  |  | 600
[11 empty] | 0 | MULLUMBIMBY |  |  |  |  | Manhole | Nodes |  |  |  | 625
[11 empty] | 0 | MULLUMBIMBY CREEK |  |  |  |  | Open Drain | Drains |  |  |  | 650
[11 empty] | 0 | MYOCUM |  |  |  |  | Outlet | Nodes |  |  |  | 675
[11 empty] | 0 | NASHUA |  |  |  |  | Overland Flowpaths | Flood Protection |  |  |  | 700
[11 empty] | 0 | NEW BRIGHTON |  |  |  |  | Pipe Culvert | Pipe Culverts |  |  |  | 725
[11 empty] | 0 | NEWRYBAR |  |  |  |  | Private |  |  |  |  | 750
[11 empty] | 0 | NIGHTCAP |  |  |  |  | Pumps | Flood Protection |  |  |  | 825
[11 empty] | 0 | OCEAN SHORES |  |  |  |  | PVC Pipe | Mains |  |  |  | 900
[11 empty] | 0 | PALMWOODS |  |  |  |  | Railway Culvert | Mains |  |  |  | 975
[11 empty] | 0 | POSSUM CREEK |  |  |  |  | Retention Basin | Retention Basins |  |  |  | 1050
[11 empty] | 0 | SKINNERS SHOOT |  |  |  |  | Sediment Trap KIP - With Grate | Nodes |  |  |  | 1125
[11 empty] | 0 | SOUTH GOLDEN BEACH |  |  |  |  | Soakage Pit | Nodes |  |  |  | 1200
[11 empty] | 0 | SUFFOLK PARK |  |  |  |  | Stainless Outlet | Nodes |  |  |  | 1275
[11 empty] | 0 | TALOFA |  |  |  |  | Surcharge Pit | Nodes |  |  |  | 1350
[11 empty] | 0 | THE POCKET |  |  |  |  | Swail |  |  |  |  | 1425
[11 empty] | 0 | TYAGARAH |  |  |  |  | Trash Grate | Nodes |  |  |  | 1500
[11 empty] | 0 | UPPER COOPERS CR |  |  |  |  | Vdrain | Mains |  |  |  | 1575
[11 empty] | 0 | UPPER MAIN ARM | [9 empty] | 1650
[12 empty] | UPPER WILSONS CR | [9 empty] | 1725
[8 empty] | #N/A | 0 |  | 0 | WANGANUI | [9 empty] | 1800
WHIAN WHIAN
WILSONS CREEK
WOOYUNG
YELGUN

## Stormwater Unit Rates (hidden)
BoxCulverts
BoxCulverts | Culverts | 375x225mm |  | Dia | Dia | RCBC | 103 | 216
BoxCulverts | Culverts | 600x450mm |  | Dia | Dia | RCBC | 103 | 412
BoxCulverts | Culverts | 750x600mm |  | Dia | Dia | RCBC | 103 | 569
BoxCulverts | Culverts | 1200x900mm |  | Dia | Dia | RCBC | 103 | 1119
BoxCulverts | Culverts | 1200x1200mm |  | Dia | Dia | RCBC | 103 | 1243
BoxCulverts | Culverts | 4000x3115mm |  | Dia | Dia | RCBC | 103 | 6407
BoxCulverts | Culverts | 1/300x150 | Pipe | Dia | (mm) | RCBC | 103 | 708
BoxCulverts | Culverts | 1/300x225 | Pipe | Dia | (mm) | RCBC | 103 | 734
BoxCulverts | Culverts | 1/375x150 | Pipe | Dia | (mm) | RCBC | 103 | 706
BoxCulverts | Culverts | 1/375x225 | Pipe | Dia | (mm) | RCBC | 103 | 729
BoxCulverts | Culverts | 1/450x150 | Pipe | Dia | (mm) | RCBC | 103 | 703
BoxCulverts | Culverts | 1/450x225 | Pipe | Dia | (mm) | RCBC | 103 | 726
BoxCulverts | Culverts | 1/450x300 | Pipe | Dia | (mm) | RCBC | 103 | 741
BoxCulverts | Culverts | 1/600x150 | Pipe | Dia | (mm) | RCBC | 103 | 813
BoxCulverts | Culverts | 1/600x225 | Pipe | Dia | (mm) | RCBC | 103 | 841
BoxCulverts | Culverts | 1/600x300 | Pipe | Dia | (mm) | RCBC | 103 | 958
BoxCulverts | Culverts | 1/600x375 | Pipe | Dia | (mm) | RCBC | 103 | 1306
BoxCulverts | Culverts | 1/600x450 | Pipe | Dia | (mm) | RCBC | 103 | 1393
BoxCulverts | Culverts | 1/600x600 | Pipe | Dia | (mm) | RCBC | 103 | 1508
BoxCulverts | Culverts | 1/750x150 | Pipe | Dia | (mm) | RCBC | 103 | 808
BoxCulverts | Culverts | 1/750x225 | Pipe | Dia | (mm) | RCBC | 103 | 931
BoxCulverts | Culverts | 1/750x300 | Pipe | Dia | (mm) | RCBC | 103 | 948
BoxCulverts | Culverts | 1/750x375 | Pipe | Dia | (mm) | RCBC | 103 | 1391
BoxCulverts | Culverts | 1/750x450 | Pipe | Dia | (mm) | RCBC | 103 | 1453
BoxCulverts | Culverts | 1/750x600 | Pipe | Dia | (mm) | RCBC | 103 | 1674
BoxCulverts | Culverts | 1/900x150 | Pipe | Dia | (mm) | RCBC | 103 | 981
BoxCulverts | Culverts | 1/900x225 | Pipe | Dia | (mm) | RCBC | 103 | 1114
BoxCulverts | Culverts | 1/900x300 | Pipe | Dia | (mm) | RCBC | 103 | 1702
BoxCulverts | Culverts | 1/900x450 | Pipe | Dia | (mm) | RCBC | 103 | 1772
BoxCulverts | Culverts | 1/900x600 | Pipe | Dia | (mm) | RCBC | 103 | 1921
BoxCulverts | Culverts | 1/900x750 | Pipe | Dia | (mm) | RCBC | 103 | 2205
BoxCulverts | Culverts | 1/1200x225 | Pipe | Dia | (mm) | RCBC | 103 | 1243
BoxCulverts | Culverts | 1/1200x300 | Pipe | Dia | (mm) | RCBC | 103 | 1322
BoxCulverts | Culverts | 1/1200x375 | Pipe | Dia | (mm) | RCBC | 103 | 1775
BoxCulverts | Culverts | 1/1200x450 | Pipe | Dia | (mm) | RCBC | 103 | 1843
BoxCulverts | Culverts | 1/1200x600 | Pipe | Dia | (mm) | RCBC | 103 | 2091
BoxCulverts | Culverts | 1/1200x750 | Pipe | Dia | (mm) | RCBC | 103 | 2374
BoxCulverts | Culverts | 1/1200x900 | Pipe | Dia | (mm) | RCBC | 103 | 3731
BoxCulverts | Culverts | 1/1200x1200 | Pipe | Dia | (mm) | RCBC | 103 | 4139
BoxCulverts | Culverts | 1/1500x600 | Pipe | Dia | (mm) | RCBC | 103 | 2423
BoxCulverts | Culverts | 1/1500x900 | Pipe | Dia | (mm) | RCBC | 103 | 3792
BoxCulverts | Culverts | 1/1500x1200 | Pipe | Dia | (mm) | RCBC | 103 | 4278
BoxCulverts | Culverts | 1/1500x1500 | Pipe | Dia | (mm) | RCBC | 103 | 4762
BoxCulverts | Culverts | 1/1800x600 | Pipe | Dia | (mm) | RCBC | 103 | 2736
BoxCulverts | Culverts | 1/1800x900 | Pipe | Dia | (mm) | RCBC | 103 | 4534
BoxCulverts | Culverts | 1/1800x1200 | Pipe | Dia | (mm) | RCBC | 103 | 5138
BoxCulverts | Culverts | 1/1800x1500 | Pipe | Dia | (mm) | RCBC | 103 | 5493
BoxCulverts | Culverts | 1/1800x1800 | Pipe | Dia | (mm) | RCBC | 103 | 7125
BoxCulverts | Culverts | 1/2100x600 | Pipe | Dia | (mm) | RCBC | 103 | 2971
BoxCulverts | Culverts | 1/2100x900 | Pipe | Dia | (mm) | RCBC | 103 | 4610
BoxCulverts | Culverts | 1/2100x1200 | Pipe | Dia | (mm) | RCBC | 103 | 5194
BoxCulverts | Culverts | 1/2100x1500 | Pipe | Dia | (mm) | RCBC | 103 | 5433
BoxCulverts | Culverts | 1/2400x600 | Pipe | Dia | (mm) | RCBC | 103 | 3267
BoxCulverts | Culverts | 1/2400x900 | Pipe | Dia | (mm) | RCBC | 103 | 5054
BoxCulverts | Culverts | 1/2400x1200 | Pipe | Dia | (mm) | RCBC | 103 | 5701
BoxCulverts | Culverts | 1/2400x1500 | Pipe | Dia | (mm) | RCBC | 103 | 5958
BoxCulverts | Culverts | 1/2700x900 | Pipe | Dia | (mm) | RCBC | 103 | 5083
BoxCulverts | Culverts | 1/2700x1200 | Pipe | Dia | (mm) | RCBC | 103 | 5758
BoxCulverts | Culverts | 1/2700x1500 | Pipe | Dia | (mm) | RCBC | 103 | 6268
BoxCulverts | Culverts | 1/2100x1800 | Pipe | Dia | (mm) | RCBC | 103 | 7964
BoxCulverts | Culverts | 1/2100x2100 | Pipe | Dia | (mm) | RCBC | 103 | 8267
BoxCulverts | Culverts | 1/2400x1800 | Pipe | Dia | (mm) | RCBC | 103 | 8530
BoxCulverts | Culverts | 1/2400x2100 | Pipe | Dia | (mm) | RCBC | 103 | 9229
BoxCulverts | Culverts | 1/2400x2400 | Pipe | Dia | (mm) | RCBC | 103 | 8712
BoxCulverts | Culverts | 1/2700x2100 | Pipe | Dia | (mm) | RCBC | 103 | 9854
BoxCulverts | Culverts | 1/2700x2400 | Pipe | Dia | (mm) | RCBC | 103 | 10553
BoxCulverts | Culverts | 1/3000x1200 | Pipe | Dia | (mm) | RCBC | 103 | 6166
BoxCulverts | Culverts | 1/3000x1500 | Pipe | Dia | (mm) | RCBC | 103 | 7016
BoxCulverts | Culverts | 1/3000x1800 | Pipe | Dia | (mm) | RCBC | 103 | 9778
BoxCulverts | Culverts | 1/3000x2100 | Pipe | Dia | (mm) | RCBC | 103 | 12196
BoxCulverts | Culverts | 1/3000x2400 | Pipe | Dia | (mm) | RCBC | 103 | 13092
BoxCulverts | Culverts | 1/3600x1200 | Pipe | Dia | (mm) | RCBC | 103 | 7281
BoxCulverts | Culverts | 1/3600x1500 | Pipe | Dia | (mm) | RCBC | 103 | 8184
BoxCulverts | Culverts | 1/3600x2400 | Pipe | Dia | (mm) | RCBC | 103 | 13277
BoxCulverts | Culverts | 2/300x150 | Pipe | Dia | (mm) | RCBC | 103 | 1046
BoxCulverts | Culverts | 2/300x225 | Pipe | Dia | (mm) | RCBC | 103 | 1076
BoxCulverts | Culverts | 2/375x150 | Pipe | Dia | (mm) | RCBC | 103 | 1063
BoxCulverts | Culverts | 2/375x225 | Pipe | Dia | (mm) | RCBC | 103 | 1091
BoxCulverts | Culverts | 2/450x150 | Pipe | Dia | (mm) | RCBC | 103 | 1081
BoxCulverts | Culverts | 2/450x225 | Pipe | Dia | (mm) | RCBC | 103 | 1108
BoxCulverts | Culverts | 2/450x300 | Pipe | Dia | (mm) | RCBC | 103 | 1125
BoxCulverts | Culverts | 2/600x150 | Pipe | Dia | (mm) | RCBC | 103 | 1233
BoxCulverts | Culverts | 2/600x225 | Pipe | Dia | (mm) | RCBC | 103 | 1266
BoxCulverts | Culverts | 2/600x300 | Pipe | Dia | (mm) | RCBC | 103 | 1483
BoxCulverts | Culverts | 2/600x375 | Pipe | Dia | (mm) | RCBC | 103 | 1904
BoxCulverts | Culverts | 2/600x450 | Pipe | Dia | (mm) | RCBC | 103 | 2096
BoxCulverts | Culverts | 2/600x600 | Pipe | Dia | (mm) | RCBC | 103 | 2290
BoxCulverts | Culverts | 2/750x150 | Pipe | Dia | (mm) | RCBC | 103 | 1270
BoxCulverts | Culverts | 2/750x225 | Pipe | Dia | (mm) | RCBC | 103 | 1498
BoxCulverts | Culverts | 2/750x300 | Pipe | Dia | (mm) | RCBC | 103 | 1516
BoxCulverts | Culverts | 2/750x375 | Pipe | Dia | (mm) | RCBC | 103 | 2145
BoxCulverts | Culverts | 2/750x450 | Pipe | Dia | (mm) | RCBC | 103 | 2215
BoxCulverts | Culverts | 2/750x600 | Pipe | Dia | (mm) | RCBC | 103 | 2593
BoxCulverts | Culverts | 2/900x150 | Pipe | Dia | (mm) | RCBC | 103 | 1486
BoxCulverts | Culverts | 2/900x225 | Pipe | Dia | (mm) | RCBC | 103 | 1724
BoxCulverts | Culverts | 2/900x300 | Pipe | Dia | (mm) | RCBC | 103 | 2530
BoxCulverts | Culverts | 2/900x450 | Pipe | Dia | (mm) | RCBC | 103 | 2672
BoxCulverts | Culverts | 2/900x600 | Pipe | Dia | (mm) | RCBC | 103 | 2899
BoxCulverts | Culverts | 2/900x750 | Pipe | Dia | (mm) | RCBC | 103 | 3375
BoxCulverts | Culverts | 2/1200x225 | Pipe | Dia | (mm) | RCBC | 103 | 2045
BoxCulverts | Culverts | 2/1200x300 | Pipe | Dia | (mm) | RCBC | 103 | 2210
BoxCulverts | Culverts | 2/1200x375 | Pipe | Dia | (mm) | RCBC | 103 | 2857
BoxCulverts | Culverts | 2/1200x450 | Pipe | Dia | (mm) | RCBC | 103 | 2936
BoxCulverts | Culverts | 2/1200x600 | Pipe | Dia | (mm) | RCBC | 103 | 3364
BoxCulverts | Culverts | 2/1200x750 | Pipe | Dia | (mm) | RCBC | 103 | 3840
BoxCulverts | Culverts | 2/1200x900 | Pipe | Dia | (mm) | RCBC | 103 | 5614
BoxCulverts | Culverts | 2/1200x1200 | Pipe | Dia | (mm) | RCBC | 103 | 6168
BoxCulverts | Culverts | 2/1500x600 | Pipe | Dia | (mm) | RCBC | 103 | 4010
BoxCulverts | Culverts | 2/1500x900 | Pipe | Dia | (mm) | RCBC | 103 | 5989
BoxCulverts | Culverts | 2/1500x1200 | Pipe | Dia | (mm) | RCBC | 103 | 6689
BoxCulverts | Culverts | 2/1500x1500 | Pipe | Dia | (mm) | RCBC | 103 | 7418
BoxCulverts | Culverts | 2/1800x600 | Pipe | Dia | (mm) | RCBC | 103 | 4614
BoxCulverts | Culverts | 2/1800x900 | Pipe | Dia | (mm) | RCBC | 103 | 6981
BoxCulverts | Culverts | 2/1800x1200 | Pipe | Dia | (mm) | RCBC | 103 | 7895
BoxCulverts | Culverts | 2/1800x1500 | Pipe | Dia | (mm) | RCBC | 103 | 8493
BoxCulverts | Culverts | 2/1800x1800 | Pipe | Dia | (mm) | RCBC | 103 | 10782
BoxCulverts | Culverts | 2/2100x600 | Pipe | Dia | (mm) | RCBC | 103 | 5053
BoxCulverts | Culverts | 2/2100x900 | Pipe | Dia | (mm) | RCBC | 103 | 7376
BoxCulverts | Culverts | 2/2100x1200 | Pipe | Dia | (mm) | RCBC | 103 | 8273
BoxCulverts | Culverts | 2/2100x1500 | Pipe | Dia | (mm) | RCBC | 103 | 8851
BoxCulverts | Culverts | 2/2400x600 | Pipe | Dia | (mm) | RCBC | 103 | 5512
BoxCulverts | Culverts | 2/2400x900 | Pipe | Dia | (mm) | RCBC | 103 | 8138
BoxCulverts | Culverts | 2/2400x1200 | Pipe | Dia | (mm) | RCBC | 103 | 9150
BoxCulverts | Culverts | 2/2400x1500 | Pipe | Dia | (mm) | RCBC | 103 | 9747
BoxCulverts | Culverts | 2/2700x900 | Pipe | Dia | (mm) | RCBC | 103 | 8440
BoxCulverts | Culverts | 2/2700x1200 | Pipe | Dia | (mm) | RCBC | 103 | 9530
BoxCulverts | Culverts | 2/2700x1500 | Pipe | Dia | (mm) | RCBC | 103 | 10473
BoxCulverts | Culverts | 2/2100x1800 | Pipe | Dia | (mm) | RCBC | 103 | 12153
BoxCulverts | Culverts | 2/2100x2100 | Pipe | Dia | (mm) | RCBC | 103 | 12754
BoxCulverts | Culverts | 2/2400x1800 | Pipe | Dia | (mm) | RCBC | 103 | 13205
BoxCulverts | Culverts | 2/2400x2100 | Pipe | Dia | (mm) | RCBC | 103 | 14250
BoxCulverts | Culverts | 2/2400x2400 | Pipe | Dia | (mm) | RCBC | 103 | 13749
BoxCulverts | Culverts | 2/2700x2100 | Pipe | Dia | (mm) | RCBC | 103 | 15456
BoxCulverts | Culverts | 2/2700x2400 | Pipe | Dia | (mm) | RCBC | 103 | 16496
BoxCulverts | Culverts | 2/3000x1200 | Pipe | Dia | (mm) | RCBC | 103 | 10307
BoxCulverts | Culverts | 2/3000x1500 | Pipe | Dia | (mm) | RCBC | 103 | 11593
BoxCulverts | Culverts | 2/3000x1800 | Pipe | Dia | (mm) | RCBC | 103 | 15471
BoxCulverts | Culverts | 2/3000x2100 | Pipe | Dia | (mm) | RCBC | 103 | 18286
BoxCulverts | Culverts | 2/3000x2400 | Pipe | Dia | (mm) | RCBC | 103 | 19617
BoxCulverts | Culverts | 2/3600x1200 | Pipe | Dia | (mm) | RCBC | 103 | 11665
BoxCulverts | Culverts | 2/3600x1500 | Pipe | Dia | (mm) | RCBC | 103 | 13106
BoxCulverts | Culverts | 2/3600x2400 | Pipe | Dia | (mm) | RCBC | 103 | 20534
BoxCulverts | Culverts | 3/300x150 | Pipe | Dia | (mm) | RCBC | 103 | 1384
BoxCulverts | Culverts | 3/300x225 | Pipe | Dia | (mm) | RCBC | 103 | 1418
BoxCulverts | Culverts | 3/375x150 | Pipe | Dia | (mm) | RCBC | 103 | 1421
BoxCulverts | Culverts | 3/375x225 | Pipe | Dia | (mm) | RCBC | 103 | 1453
BoxCulverts | Culverts | 3/450x150 | Pipe | Dia | (mm) | RCBC | 103 | 1458
BoxCulverts | Culverts | 3/450x225 | Pipe | Dia | (mm) | RCBC | 103 | 1490
BoxCulverts | Culverts | 3/450x300 | Pipe | Dia | (mm) | RCBC | 103 | 1509
BoxCulverts | Culverts | 3/600x150 | Pipe | Dia | (mm) | RCBC | 103 | 1653
BoxCulverts | Culverts | 3/600x225 | Pipe | Dia | (mm) | RCBC | 103 | 1692
BoxCulverts | Culverts | 3/600x300 | Pipe | Dia | (mm) | RCBC | 103 | 2009
BoxCulverts | Culverts | 3/600x375 | Pipe | Dia | (mm) | RCBC | 103 | 2501
BoxCulverts | Culverts | 3/600x450 | Pipe | Dia | (mm) | RCBC | 103 | 2798
BoxCulverts | Culverts | 3/600x600 | Pipe | Dia | (mm) | RCBC | 103 | 3071
BoxCulverts | Culverts | 3/750x150 | Pipe | Dia | (mm) | RCBC | 103 | 1733
BoxCulverts | Culverts | 3/750x225 | Pipe | Dia | (mm) | RCBC | 103 | 2064
BoxCulverts | Culverts | 3/750x300 | Pipe | Dia | (mm) | RCBC | 103 | 2085
BoxCulverts | Culverts | 3/750x375 | Pipe | Dia | (mm) | RCBC | 103 | 2899
BoxCulverts | Culverts | 3/750x450 | Pipe | Dia | (mm) | RCBC | 103 | 2977
BoxCulverts | Culverts | 3/750x600 | Pipe | Dia | (mm) | RCBC | 103 | 3512
BoxCulverts | Culverts | 3/900x150 | Pipe | Dia | (mm) | RCBC | 103 | 1991
BoxCulverts | Culverts | 3/900x225 | Pipe | Dia | (mm) | RCBC | 103 | 2334
BoxCulverts | Culverts | 3/900x300 | Pipe | Dia | (mm) | RCBC | 103 | 3358
BoxCulverts | Culverts | 3/900x450 | Pipe | Dia | (mm) | RCBC | 103 | 3573
BoxCulverts | Culverts | 3/900x600 | Pipe | Dia | (mm) | RCBC | 103 | 3877
BoxCulverts | Culverts | 3/900x750 | Pipe | Dia | (mm) | RCBC | 103 | 4545
BoxCulverts | Culverts | 3/1200x225 | Pipe | Dia | (mm) | RCBC | 103 | 2846
BoxCulverts | Culverts | 3/1200x300 | Pipe | Dia | (mm) | RCBC | 103 | 3098
BoxCulverts | Culverts | 3/1200x375 | Pipe | Dia | (mm) | RCBC | 103 | 3939
BoxCulverts | Culverts | 3/1200x450 | Pipe | Dia | (mm) | RCBC | 103 | 4029
BoxCulverts | Culverts | 3/1200x600 | Pipe | Dia | (mm) | RCBC | 103 | 4637
BoxCulverts | Culverts | 3/1200x750 | Pipe | Dia | (mm) | RCBC | 103 | 5306
BoxCulverts | Culverts | 3/1200x900 | Pipe | Dia | (mm) | RCBC | 103 | 7496
BoxCulverts | Culverts | 3/1200x1200 | Pipe | Dia | (mm) | RCBC | 103 | 8196
BoxCulverts | Culverts | 3/1500x600 | Pipe | Dia | (mm) | RCBC | 103 | 5596
BoxCulverts | Culverts | 3/1500x900 | Pipe | Dia | (mm) | RCBC | 103 | 8186
BoxCulverts | Culverts | 3/1500x1200 | Pipe | Dia | (mm) | RCBC | 103 | 9101
BoxCulverts | Culverts | 3/1500x1500 | Pipe | Dia | (mm) | RCBC | 103 | 10074
BoxCulverts | Culverts | 3/1800x600 | Pipe | Dia | (mm) | RCBC | 103 | 6491
BoxCulverts | Culverts | 3/1800x900 | Pipe | Dia | (mm) | RCBC | 103 | 9428
BoxCulverts | Culverts | 3/1800x1200 | Pipe | Dia | (mm) | RCBC | 103 | 10651
BoxCulverts | Culverts | 3/1800x1500 | Pipe | Dia | (mm) | RCBC | 103 | 11493
BoxCulverts | Culverts | 3/1800x1800 | Pipe | Dia | (mm) | RCBC | 103 | 14439
BoxCulverts | Culverts | 3/2100x600 | Pipe | Dia | (mm) | RCBC | 103 | 7135
BoxCulverts | Culverts | 3/2100x900 | Pipe | Dia | (mm) | RCBC | 103 | 10141
BoxCulverts | Culverts | 3/2100x1200 | Pipe | Dia | (mm) | RCBC | 103 | 11353
BoxCulverts | Culverts | 3/2100x1500 | Pipe | Dia | (mm) | RCBC | 103 | 12269
BoxCulverts | Culverts | 3/2400x600 | Pipe | Dia | (mm) | RCBC | 103 | 7758
BoxCulverts | Culverts | 3/2400x900 | Pipe | Dia | (mm) | RCBC | 103 | 11222
BoxCulverts | Culverts | 3/2400x1200 | Pipe | Dia | (mm) | RCBC | 103 | 12599
BoxCulverts | Culverts | 3/2400x1500 | Pipe | Dia | (mm) | RCBC | 103 | 13536
BoxCulverts | Culverts | 3/2700x900 | Pipe | Dia | (mm) | RCBC | 103 | 11796
BoxCulverts | Culverts | 3/2700x1200 | Pipe | Dia | (mm) | RCBC | 103 | 13302
BoxCulverts | Culverts | 3/2700x1500 | Pipe | Dia | (mm) | RCBC | 103 | 14679
BoxCulverts | Culverts | 3/2100x1800 | Pipe | Dia | (mm) | RCBC | 103 | 16343
BoxCulverts | Culverts | 3/2100x2100 | Pipe | Dia | (mm) | RCBC | 103 | 17240
BoxCulverts | Culverts | 3/2400x1800 | Pipe | Dia | (mm) | RCBC | 103 | 17880
BoxCulverts | Culverts | 3/2400x2100 | Pipe | Dia | (mm) | RCBC | 103 | 19271
BoxCulverts | Culverts | 3/2400x2400 | Pipe | Dia | (mm) | RCBC | 103 | 18785
BoxCulverts | Culverts | 3/2700x2100 | Pipe | Dia | (mm) | RCBC | 103 | 21058
BoxCulverts | Culverts | 3/2700x2400 | Pipe | Dia | (mm) | RCBC | 103 | 22439
BoxCulverts | Culverts | 3/3000x1200 | Pipe | Dia | (mm) | RCBC | 103 | 14448
BoxCulverts | Culverts | 3/3000x1500 | Pipe | Dia | (mm) | RCBC | 103 | 16170
BoxCulverts | Culverts | 3/3000x1800 | Pipe | Dia | (mm) | RCBC | 103 | 21164
BoxCulverts | Culverts | 3/3000x2100 | Pipe | Dia | (mm) | RCBC | 103 | 24376
BoxCulverts | Culverts | 3/3000x2400 | Pipe | Dia | (mm) | RCBC | 103 | 26142
BoxCulverts | Culverts | 3/3600x1200 | Pipe | Dia | (mm) | RCBC | 103 | 16049
BoxCulverts | Culverts | 3/3600x1500 | Pipe | Dia | (mm) | RCBC | 103 | 18028
BoxCulverts | Culverts | 3/3600x2400 | Pipe | Dia | (mm) | RCBC | 103 | 27792
BoxCulverts | Culverts | 4/300x150 | Pipe | Dia | (mm) | RCBC | 103 | 1722
BoxCulverts | Culverts | 4/300x225 | Pipe | Dia | (mm) | RCBC | 103 | 1760
BoxCulverts | Culverts | 4/375x150 | Pipe | Dia | (mm) | RCBC | 103 | 1779
BoxCulverts | Culverts | 4/375x225 | Pipe | Dia | (mm) | RCBC | 103 | 1815
BoxCulverts | Culverts | 4/450x150 | Pipe | Dia | (mm) | RCBC | 103 | 1836
BoxCulverts | Culverts | 4/450x225 | Pipe | Dia | (mm) | RCBC | 103 | 1872
BoxCulverts | Culverts | 4/450x300 | Pipe | Dia | (mm) | RCBC | 103 | 1893
BoxCulverts | Culverts | 4/600x150 | Pipe | Dia | (mm) | RCBC | 103 | 2073
BoxCulverts | Culverts | 4/600x225 | Pipe | Dia | (mm) | RCBC | 103 | 2117
BoxCulverts | Culverts | 4/600x300 | Pipe | Dia | (mm) | RCBC | 103 | 2534
BoxCulverts | Culverts | 4/600x375 | Pipe | Dia | (mm) | RCBC | 103 | 3099
BoxCulverts | Culverts | 4/600x450 | Pipe | Dia | (mm) | RCBC | 103 | 3501
BoxCulverts | Culverts | 4/600x600 | Pipe | Dia | (mm) | RCBC | 103 | 3853
BoxCulverts | Culverts | 4/750x150 | Pipe | Dia | (mm) | RCBC | 103 | 2196
BoxCulverts | Culverts | 4/750x225 | Pipe | Dia | (mm) | RCBC | 103 | 2631
BoxCulverts | Culverts | 4/750x300 | Pipe | Dia | (mm) | RCBC | 103 | 2653
BoxCulverts | Culverts | 4/750x375 | Pipe | Dia | (mm) | RCBC | 103 | 3652
BoxCulverts | Culverts | 4/750x450 | Pipe | Dia | (mm) | RCBC | 103 | 3739
BoxCulverts | Culverts | 4/750x600 | Pipe | Dia | (mm) | RCBC | 103 | 4431
BoxCulverts | Culverts | 4/900x150 | Pipe | Dia | (mm) | RCBC | 103 | 2496
BoxCulverts | Culverts | 4/900x225 | Pipe | Dia | (mm) | RCBC | 103 | 2944
BoxCulverts | Culverts | 4/900x300 | Pipe | Dia | (mm) | RCBC | 103 | 4185
BoxCulverts | Culverts | 4/900x450 | Pipe | Dia | (mm) | RCBC | 103 | 4473
BoxCulverts | Culverts | 4/900x600 | Pipe | Dia | (mm) | RCBC | 103 | 4854
BoxCulverts | Culverts | 4/900x750 | Pipe | Dia | (mm) | RCBC | 103 | 5714
BoxCulverts | Culverts | 4/1200x225 | Pipe | Dia | (mm) | RCBC | 103 | 3647
BoxCulverts | Culverts | 4/1200x300 | Pipe | Dia | (mm) | RCBC | 103 | 3987
BoxCulverts | Culverts | 4/1200x375 | Pipe | Dia | (mm) | RCBC | 103 | 5021
BoxCulverts | Culverts | 4/1200x450 | Pipe | Dia | (mm) | RCBC | 103 | 5123
BoxCulverts | Culverts | 4/1200x600 | Pipe | Dia | (mm) | RCBC | 103 | 5911
BoxCulverts | Culverts | 4/1200x750 | Pipe | Dia | (mm) | RCBC | 103 | 6773
BoxCulverts | Culverts | 4/1200x900 | Pipe | Dia | (mm) | RCBC | 103 | 9378
BoxCulverts | Culverts | 4/1200x1200 | Pipe | Dia | (mm) | RCBC | 103 | 10225
BoxCulverts | Culverts | 4/1500x600 | Pipe | Dia | (mm) | RCBC | 103 | 7183
BoxCulverts | Culverts | 4/1500x900 | Pipe | Dia | (mm) | RCBC | 103 | 10383
BoxCulverts | Culverts | 4/1500x1200 | Pipe | Dia | (mm) | RCBC | 103 | 11512
BoxCulverts | Culverts | 4/1500x1500 | Pipe | Dia | (mm) | RCBC | 103 | 12729
BoxCulverts | Culverts | 4/1800x600 | Pipe | Dia | (mm) | RCBC | 103 | 8368
BoxCulverts | Culverts | 4/1800x900 | Pipe | Dia | (mm) | RCBC | 103 | 11875
BoxCulverts | Culverts | 4/1800x1200 | Pipe | Dia | (mm) | RCBC | 103 | 13408
BoxCulverts | Culverts | 4/1800x1500 | Pipe | Dia | (mm) | RCBC | 103 | 14494
BoxCulverts | Culverts | 4/1800x1800 | Pipe | Dia | (mm) | RCBC | 103 | 18096
BoxCulverts | Culverts | 4/2100x600 | Pipe | Dia | (mm) | RCBC | 103 | 9217
BoxCulverts | Culverts | 4/2100x900 | Pipe | Dia | (mm) | RCBC | 103 | 12907
BoxCulverts | Culverts | 4/2100x1200 | Pipe | Dia | (mm) | RCBC | 103 | 14432
BoxCulverts | Culverts | 4/2100x1500 | Pipe | Dia | (mm) | RCBC | 103 | 15687
BoxCulverts | Culverts | 4/2400x600 | Pipe | Dia | (mm) | RCBC | 103 | 10003
BoxCulverts | Culverts | 4/2400x900 | Pipe | Dia | (mm) | RCBC | 103 | 14306
BoxCulverts | Culverts | 4/2400x1200 | Pipe | Dia | (mm) | RCBC | 103 | 16048
BoxCulverts | Culverts | 4/2400x1500 | Pipe | Dia | (mm) | RCBC | 103 | 17324
BoxCulverts | Culverts | 4/2700x900 | Pipe | Dia | (mm) | RCBC | 103 | 15152
BoxCulverts | Culverts | 4/2700x1200 | Pipe | Dia | (mm) | RCBC | 103 | 17073
BoxCulverts | Culverts | 4/2700x1500 | Pipe | Dia | (mm) | RCBC | 103 | 18885
BoxCulverts | Culverts | 4/2100x1800 | Pipe | Dia | (mm) | RCBC | 103 | 20532
BoxCulverts | Culverts | 4/2100x2100 | Pipe | Dia | (mm) | RCBC | 103 | 21727
BoxCulverts | Culverts | 4/2400x1800 | Pipe | Dia | (mm) | RCBC | 103 | 22555
BoxCulverts | Culverts | 4/2400x2100 | Pipe | Dia | (mm) | RCBC | 103 | 24292
BoxCulverts | Culverts | 4/2400x2400 | Pipe | Dia | (mm) | RCBC | 103 | 23821
BoxCulverts | Culverts | 4/2700x2100 | Pipe | Dia | (mm) | RCBC | 103 | 26660
BoxCulverts | Culverts | 4/2700x2400 | Pipe | Dia | (mm) | RCBC | 103 | 28382
BoxCulverts | Culverts | 4/3000x1200 | Pipe | Dia | (mm) | RCBC | 103 | 18590
BoxCulverts | Culverts | 4/3000x1500 | Pipe | Dia | (mm) | RCBC | 103 | 20747
BoxCulverts | Culverts | 4/3000x1800 | Pipe | Dia | (mm) | RCBC | 103 | 26857
BoxCulverts | Culverts | 4/3000x2100 | Pipe | Dia | (mm) | RCBC | 103 | 30465
BoxCulverts | Culverts | 4/3000x2400 | Pipe | Dia | (mm) | RCBC | 103 | 32667
BoxCulverts | Culverts | 4/3600x1200 | Pipe | Dia | (mm) | RCBC | 103 | 20433
BoxCulverts | Culverts | 4/3600x1500 | Pipe | Dia | (mm) | RCBC | 103 | 22949
BoxCulverts | Culverts | 4/3600x2400 | Pipe | Dia | (mm) | RCBC | 103 | 35050
BoxCulverts | Culverts | 5/300x150 | Pipe | Dia | (mm) | RCBC | 103 | 2060
BoxCulverts | Culverts | 5/300x225 | Pipe | Dia | (mm) | RCBC | 103 | 2101
BoxCulverts | Culverts | 5/375x150 | Pipe | Dia | (mm) | RCBC | 103 | 2136
BoxCulverts | Culverts | 5/375x225 | Pipe | Dia | (mm) | RCBC | 103 | 2177
BoxCulverts | Culverts | 5/450x150 | Pipe | Dia | (mm) | RCBC | 103 | 2213
BoxCulverts | Culverts | 5/450x225 | Pipe | Dia | (mm) | RCBC | 103 | 2254
BoxCulverts | Culverts | 5/450x300 | Pipe | Dia | (mm) | RCBC | 103 | 2277
BoxCulverts | Culverts | 5/600x150 | Pipe | Dia | (mm) | RCBC | 103 | 2493
BoxCulverts | Culverts | 5/600x225 | Pipe | Dia | (mm) | RCBC | 103 | 2542
BoxCulverts | Culverts | 5/600x300 | Pipe | Dia | (mm) | RCBC | 103 | 3059
BoxCulverts | Culverts | 5/600x375 | Pipe | Dia | (mm) | RCBC | 103 | 3696
BoxCulverts | Culverts | 5/600x450 | Pipe | Dia | (mm) | RCBC | 103 | 4204
BoxCulverts | Culverts | 5/600x600 | Pipe | Dia | (mm) | RCBC | 103 | 4635
BoxCulverts | Culverts | 5/750x150 | Pipe | Dia | (mm) | RCBC | 103 | 2658
BoxCulverts | Culverts | 5/750x225 | Pipe | Dia | (mm) | RCBC | 103 | 3198
BoxCulverts | Culverts | 5/750x300 | Pipe | Dia | (mm) | RCBC | 103 | 3222
BoxCulverts | Culverts | 5/750x375 | Pipe | Dia | (mm) | RCBC | 103 | 4406
BoxCulverts | Culverts | 5/750x450 | Pipe | Dia | (mm) | RCBC | 103 | 4501
BoxCulverts | Culverts | 5/750x600 | Pipe | Dia | (mm) | RCBC | 103 | 5351
BoxCulverts | Culverts | 5/900x150 | Pipe | Dia | (mm) | RCBC | 103 | 3002
BoxCulverts | Culverts | 5/900x225 | Pipe | Dia | (mm) | RCBC | 103 | 3554
BoxCulverts | Culverts | 5/900x300 | Pipe | Dia | (mm) | RCBC | 103 | 5013
BoxCulverts | Culverts | 5/900x450 | Pipe | Dia | (mm) | RCBC | 103 | 5373
BoxCulverts | Culverts | 5/900x600 | Pipe | Dia | (mm) | RCBC | 103 | 5832
BoxCulverts | Culverts | 5/900x750 | Pipe | Dia | (mm) | RCBC | 103 | 6884
BoxCulverts | Culverts | 5/1200x225 | Pipe | Dia | (mm) | RCBC | 103 | 4448
BoxCulverts | Culverts | 5/1200x300 | Pipe | Dia | (mm) | RCBC | 103 | 4875
BoxCulverts | Culverts | 5/1200x375 | Pipe | Dia | (mm) | RCBC | 103 | 6103
BoxCulverts | Culverts | 5/1200x450 | Pipe | Dia | (mm) | RCBC | 103 | 6216
BoxCulverts | Culverts | 5/1200x600 | Pipe | Dia | (mm) | RCBC | 103 | 7184
BoxCulverts | Culverts | 5/1200x750 | Pipe | Dia | (mm) | RCBC | 103 | 8239
BoxCulverts | Culverts | 5/1200x900 | Pipe | Dia | (mm) | RCBC | 103 | 11261
BoxCulverts | Culverts | 5/1200x1200 | Pipe | Dia | (mm) | RCBC | 103 | 12254
BoxCulverts | Culverts | 5/1500x600 | Pipe | Dia | (mm) | RCBC | 103 | 8770
BoxCulverts | Culverts | 5/1500x900 | Pipe | Dia | (mm) | RCBC | 103 | 12580
BoxCulverts | Culverts | 5/1500x1200 | Pipe | Dia | (mm) | RCBC | 103 | 13923
BoxCulverts | Culverts | 5/1500x1500 | Pipe | Dia | (mm) | RCBC | 103 | 15385
BoxCulverts | Culverts | 5/1800x600 | Pipe | Dia | (mm) | RCBC | 103 | 10245
BoxCulverts | Culverts | 5/1800x900 | Pipe | Dia | (mm) | RCBC | 103 | 14322
BoxCulverts | Culverts | 5/1800x1200 | Pipe | Dia | (mm) | RCBC | 103 | 16164
BoxCulverts | Culverts | 5/1800x1500 | Pipe | Dia | (mm) | RCBC | 103 | 17494
BoxCulverts | Culverts | 5/1800x1800 | Pipe | Dia | (mm) | RCBC | 103 | 21753
BoxCulverts | Culverts | 5/2100x600 | Pipe | Dia | (mm) | RCBC | 103 | 11299
BoxCulverts | Culverts | 5/2100x900 | Pipe | Dia | (mm) | RCBC | 103 | 15672
BoxCulverts | Culverts | 5/2100x1200 | Pipe | Dia | (mm) | RCBC | 103 | 17512
BoxCulverts | Culverts | 5/2100x1500 | Pipe | Dia | (mm) | RCBC | 103 | 19104
BoxCulverts | Culverts | 5/2400x600 | Pipe | Dia | (mm) | RCBC | 103 | 12248
BoxCulverts | Culverts | 5/2400x900 | Pipe | Dia | (mm) | RCBC | 103 | 17390
BoxCulverts | Culverts | 5/2400x1200 | Pipe | Dia | (mm) | RCBC | 103 | 19497
BoxCulverts | Culverts | 5/2400x1500 | Pipe | Dia | (mm) | RCBC | 103 | 21113
BoxCulverts | Culverts | 5/2700x900 | Pipe | Dia | (mm) | RCBC | 103 | 18508
BoxCulverts | Culverts | 5/2700x1200 | Pipe | Dia | (mm) | RCBC | 103 | 20845
BoxCulverts | Culverts | 5/2700x1500 | Pipe | Dia | (mm) | RCBC | 103 | 23091
BoxCulverts | Culverts | 5/2100x1800 | Pipe | Dia | (mm) | RCBC | 103 | 24721
BoxCulverts | Culverts | 5/2100x2100 | Pipe | Dia | (mm) | RCBC | 103 | 26213
BoxCulverts | Culverts | 5/2400x1800 | Pipe | Dia | (mm) | RCBC | 103 | 27230
BoxCulverts | Culverts | 5/2400x2100 | Pipe | Dia | (mm) | RCBC | 103 | 29313
BoxCulverts | Culverts | 5/2400x2400 | Pipe | Dia | (mm) | RCBC | 103 | 28858
BoxCulverts | Culverts | 5/2700x2100 | Pipe | Dia | (mm) | RCBC | 103 | 32262
BoxCulverts | Culverts | 5/2700x2400 | Pipe | Dia | (mm) | RCBC | 103 | 34325
BoxCulverts | Culverts | 5/3000x1200 | Pipe | Dia | (mm) | RCBC | 103 | 22731
BoxCulverts | Culverts | 5/3000x1500 | Pipe | Dia | (mm) | RCBC | 103 | 25323
BoxCulverts | Culverts | 5/3000x1800 | Pipe | Dia | (mm) | RCBC | 103 | 32550
BoxCulverts | Culverts | 5/3000x2100 | Pipe | Dia | (mm) | RCBC | 103 | 36555
BoxCulverts | Culverts | 5/3000x2400 | Pipe | Dia | (mm) | RCBC | 103 | 39193
BoxCulverts | Culverts | 5/3600x1200 | Pipe | Dia | (mm) | RCBC | 103 | 24817
BoxCulverts | Culverts | 5/3600x1500 | Pipe | Dia | (mm) | RCBC | 103 | 27871
BoxCulverts | Culverts | 5/3600x2400 | Pipe | Dia | (mm) | RCBC | 103 | 42308
Headwalls |  | 300mm |  | Dia |  | Headwall | 103 | 451
Headwalls |  | 450mm |  | Dia |  | Headwall | 103 | 451
Headwalls |  | 600mm |  | Dia |  | Headwall | 103 | 652
Headwalls |  | 750mm |  | Dia |  | Headwall | 103 | 1073
Pipe Culverts | Culverts | 1/150 | Pipe | Dia | (mm) | RCP | 103 | 562
Pipe Culverts | Culverts | 1/300 | Pipe | Dia | (mm) | RCP | 103 | 676
Pipe Culverts | Culverts | 1/375 | Pipe | Dia | (mm) | RCP | 103 | 726
Pipe Culverts | Culverts | 1/450 | Pipe | Dia | (mm) | RCP | 103 | 769
Pipe Culverts | Culverts | 1/525 | Pipe | Dia | (mm) | RCP | 103 | 807
Pipe Culverts | Culverts | 1/600 | Pipe | Dia | (mm) | RCP | 103 | 1083
Pipe Culverts | Culverts | 1/675 | Pipe | Dia | (mm) | RCP | 103 | 1466
Pipe Culverts | Culverts | 1/750 | Pipe | Dia | (mm) | RCP | 103 | 1561
Pipe Culverts | Culverts | 1/825 | Pipe | Dia | (mm) | RCP | 103 | 1827
Pipe Culverts | Culverts | 1/900 | Pipe | Dia | (mm) | RCP | 103 | 1882
Pipe Culverts | Culverts | 1/1050 | Pipe | Dia | (mm) | RCP | 103 | 3077
Pipe Culverts | Culverts | 1/1200 | Pipe | Dia | (mm) | RCP | 103 | 3485
Pipe Culverts | Culverts | 1/1350 | Pipe | Dia | (mm) | RCP | 103 | 3980
Pipe Culverts | Culverts | 1/1500 | Pipe | Dia | (mm) | RCP | 103 | 4407
Pipe Culverts | Culverts | 1/1650 | Pipe | Dia | (mm) | RCP | 103 | 6352
Pipe Culverts | Culverts | 1/1800 | Pipe | Dia | (mm) | RCP | 103 | 6774
Pipe Culverts | Culverts | 1/1950 | Pipe | Dia | (mm) | RCP | 103 | 7447
Pipe Culverts | Culverts | 1/2100 | Pipe | Dia | (mm) | RCP | 103 | 7834
Pipe Culverts | Culverts | 2/150 | Pipe | Dia | (mm) | RCP | 103 | 789
Pipe Culverts | Culverts | 2/300 | Pipe | Dia | (mm) | RCP | 103 | 1018
Pipe Culverts | Culverts | 2/375 | Pipe | Dia | (mm) | RCP | 103 | 1118
Pipe Culverts | Culverts | 2/450 | Pipe | Dia | (mm) | RCP | 103 | 1204
Pipe Culverts | Culverts | 2/525 | Pipe | Dia | (mm) | RCP | 103 | 1281
Pipe Culverts | Culverts | 2/600 | Pipe | Dia | (mm) | RCP | 103 | 1677
Pipe Culverts | Culverts | 2/675 | Pipe | Dia | (mm) | RCP | 103 | 2233
Pipe Culverts | Culverts | 2/750 | Pipe | Dia | (mm) | RCP | 103 | 2423
Pipe Culverts | Culverts | 2/825 | Pipe | Dia | (mm) | RCP | 103 | 2859
Pipe Culverts | Culverts | 2/900 | Pipe | Dia | (mm) | RCP | 103 | 2970
Pipe Culverts | Culverts | 2/1050 | Pipe | Dia | (mm) | RCP | 103 | 4599
Pipe Culverts | Culverts | 2/1200 | Pipe | Dia | (mm) | RCP | 103 | 5286
Pipe Culverts | Culverts | 2/1350 | Pipe | Dia | (mm) | RCP | 103 | 6080
Pipe Culverts | Culverts | 2/1500 | Pipe | Dia | (mm) | RCP | 103 | 6796
Pipe Culverts | Culverts | 2/1650 | Pipe | Dia | (mm) | RCP | 103 | 9404
Pipe Culverts | Culverts | 2/1800 | Pipe | Dia | (mm) | RCP | 103 | 10071
Pipe Culverts | Culverts | 2/1950 | Pipe | Dia | (mm) | RCP | 103 | 11089
Pipe Culverts | Culverts | 2/2100 | Pipe | Dia | (mm) | RCP | 103 | 11706
Pipe Culverts | Culverts | 3/150 | Pipe | Dia | (mm) | RCP | 103 | 1017
Pipe Culverts | Culverts | 3/300 | Pipe | Dia | (mm) | RCP | 103 | 1360
Pipe Culverts | Culverts | 3/375 | Pipe | Dia | (mm) | RCP | 103 | 1510
Pipe Culverts | Culverts | 3/450 | Pipe | Dia | (mm) | RCP | 103 | 1640
Pipe Culverts | Culverts | 3/525 | Pipe | Dia | (mm) | RCP | 103 | 1754
Pipe Culverts | Culverts | 3/600 | Pipe | Dia | (mm) | RCP | 103 | 2271
Pipe Culverts | Culverts | 3/675 | Pipe | Dia | (mm) | RCP | 103 | 3001
Pipe Culverts | Culverts | 3/750 | Pipe | Dia | (mm) | RCP | 103 | 3285
Pipe Culverts | Culverts | 3/825 | Pipe | Dia | (mm) | RCP | 103 | 3892
Pipe Culverts | Culverts | 3/900 | Pipe | Dia | (mm) | RCP | 103 | 4057
Pipe Culverts | Culverts | 3/1050 | Pipe | Dia | (mm) | RCP | 103 | 6120
Pipe Culverts | Culverts | 3/1200 | Pipe | Dia | (mm) | RCP | 103 | 7087
Pipe Culverts | Culverts | 3/1350 | Pipe | Dia | (mm) | RCP | 103 | 8181
Pipe Culverts | Culverts | 3/1500 | Pipe | Dia | (mm) | RCP | 103 | 9184
Pipe Culverts | Culverts | 3/1650 | Pipe | Dia | (mm) | RCP | 103 | 12456
Pipe Culverts | Culverts | 3/1800 | Pipe | Dia | (mm) | RCP | 103 | 13368
Pipe Culverts | Culverts | 3/1950 | Pipe | Dia | (mm) | RCP | 103 | 14732
Pipe Culverts | Culverts | 3/2100 | Pipe | Dia | (mm) | RCP | 103 | 15578
Pipe Culverts | Culverts | 4/150 | Pipe | Dia | (mm) | RCP | 103 | 1245
Pipe Culverts | Culverts | 4/300 | Pipe | Dia | (mm) | RCP | 103 | 1701
Pipe Culverts | Culverts | 4/375 | Pipe | Dia | (mm) | RCP | 103 | 1902
Pipe Culverts | Culverts | 4/450 | Pipe | Dia | (mm) | RCP | 103 | 2075
Pipe Culverts | Culverts | 4/525 | Pipe | Dia | (mm) | RCP | 103 | 2228
Pipe Culverts | Culverts | 4/600 | Pipe | Dia | (mm) | RCP | 103 | 2864
Pipe Culverts | Culverts | 4/675 | Pipe | Dia | (mm) | RCP | 103 | 3768
Pipe Culverts | Culverts | 4/750 | Pipe | Dia | (mm) | RCP | 103 | 4147
Pipe Culverts | Culverts | 4/825 | Pipe | Dia | (mm) | RCP | 103 | 4925
Pipe Culverts | Culverts | 4/900 | Pipe | Dia | (mm) | RCP | 103 | 5145
Pipe Culverts | Culverts | 4/1050 | Pipe | Dia | (mm) | RCP | 103 | 7641
Pipe Culverts | Culverts | 4/1200 | Pipe | Dia | (mm) | RCP | 103 | 8888
Pipe Culverts | Culverts | 4/1350 | Pipe | Dia | (mm) | RCP | 103 | 10282
Pipe Culverts | Culverts | 4/1500 | Pipe | Dia | (mm) | RCP | 103 | 11572
Pipe Culverts | Culverts | 4/1650 | Pipe | Dia | (mm) | RCP | 103 | 15508
Pipe Culverts | Culverts | 4/1800 | Pipe | Dia | (mm) | RCP | 103 | 16665
Pipe Culverts | Culverts | 4/1950 | Pipe | Dia | (mm) | RCP | 103 | 18375
Pipe Culverts | Culverts | 4/2100 | Pipe | Dia | (mm) | RCP | 103 | 19450
Pipe Culverts | Culverts | 5/150 | Pipe | Dia | (mm) | RCP | 103 | 1472
Pipe Culverts | Culverts | 5/300 | Pipe | Dia | (mm) | RCP | 103 | 2043
Pipe Culverts | Culverts | 5/375 | Pipe | Dia | (mm) | RCP | 103 | 2294
Pipe Culverts | Culverts | 5/450 | Pipe | Dia | (mm) | RCP | 103 | 2510
Pipe Culverts | Culverts | 5/525 | Pipe | Dia | (mm) | RCP | 103 | 2701
Pipe Culverts | Culverts | 5/600 | Pipe | Dia | (mm) | RCP | 103 | 3458
Pipe Culverts | Culverts | 5/675 | Pipe | Dia | (mm) | RCP | 103 | 4535
Pipe Culverts | Culverts | 5/750 | Pipe | Dia | (mm) | RCP | 103 | 5009
Pipe Culverts | Culverts | 5/825 | Pipe | Dia | (mm) | RCP | 103 | 5957
Pipe Culverts | Culverts | 5/900 | Pipe | Dia | (mm) | RCP | 103 | 6233
Pipe Culverts | Culverts | 5/1050 | Pipe | Dia | (mm) | RCP | 103 | 9163
Pipe Culverts | Culverts | 5/1200 | Pipe | Dia | (mm) | RCP | 103 | 10689
Pipe Culverts | Culverts | 5/1350 | Pipe | Dia | (mm) | RCP | 103 | 12383
Pipe Culverts | Culverts | 5/1500 | Pipe | Dia | (mm) | RCP | 103 | 13960
Pipe Culverts | Culverts | 5/1650 | Pipe | Dia | (mm) | RCP | 103 | 18560
Pipe Culverts | Culverts | 5/1800 | Pipe | Dia | (mm) | RCP | 103 | 19962
Pipe Culverts | Culverts | 5/1950 | Pipe | Dia | (mm) | RCP | 103 | 22017
Pipe Culverts | Culverts | 5/2100 | Pipe | Dia | (mm) | RCP | 103 | 23322
Concrete Pipes | FRC | 100mm | <1.5m |  |  | Depth | 103 | 99 | Concrete Pipes100mm<1.5m | 99
Concrete Pipes | FRC | 150mm | <1.5m |  |  | Depth | 103 | 119 | Concrete Pipes150mm<1.5m | 119
Concrete Pipes | FRC | 225mm | <1.5m |  |  | Depth | 103 | 148 | Concrete Pipes225mm<1.5m | 148
Concrete Pipes | FRC | 250mm | <1.5m |  |  | Depth | 103 | 156 | Concrete Pipes250mm<1.5m | 156
Concrete Pipes | FRC | 275mm | <1.5m |  |  | Depth | 103 | 166 | Concrete Pipes275mm<1.5m | 166
Concrete Pipes | FRC | 300mm | <1.5m |  |  | Depth | 103 | 173 | Concrete Pipes300mm<1.5m | 173
Concrete Pipes | FRC | 350mm | <1.5m |  |  | Depth | 103 | 197 | Concrete Pipes350mm<1.5m | 197
Concrete Pipes | FRC | 375mm | <1.5m |  |  | Depth | 103 | 204 | Concrete Pipes375mm<1.5m | 204
Concrete Pipes | FRC | 400mm | <1.5m |  |  | Depth | 103 | 226 | Concrete Pipes400mm<1.5m | 226
Concrete Pipes | FRC | 450mm | <1.5m |  |  | Depth | 103 | 242 | Concrete Pipes450mm<1.5m | 242
Concrete Pipes | FRC | 475mm | <1.5m |  |  | Depth | 103 | 263 | Concrete Pipes475mm<1.5m | 263
Concrete Pipes | FRC | 500mm | <1.5m |  |  | Depth | 103 | 272 | Concrete Pipes500mm<1.5m | 272
Concrete Pipes | FRC | 525mm | <1.5m |  |  | Depth | 103 | 283 | Concrete Pipes525mm<1.5m | 283
Concrete Pipes | FRC | 550mm | <1.5m |  |  | Depth | 103 | 308 | Concrete Pipes550mm<1.5m | 308
Concrete Pipes | FRC | 575mm | <1.5m |  |  | Depth | 103 | 317 | Concrete Pipes575mm<1.5m | 317
Concrete Pipes | FRC | 600mm | <1.5m |  |  | Depth | 103 | 330 | Concrete Pipes600mm<1.5m | 330
Concrete Pipes | FRC | 625mm | <1.5m |  |  | Depth | 103 | 367 | Concrete Pipes625mm<1.5m | 367
Concrete Pipes | FRC | 650mm | <1.5m |  |  | Depth | 103 | 377 | Concrete Pipes650mm<1.5m | 377
Concrete Pipes | FRC | 675mm | <1.5m |  |  | Depth | 103 | 387 | Concrete Pipes675mm<1.5m | 387
Concrete Pipes | FRC | 750mm | <1.5m |  |  | Depth | 103 | 447 | Concrete Pipes750mm<1.5m | 447
Concrete Pipes | FRC | 800mm | <1.5m |  |  | Depth | 103 | 540 | Concrete Pipes800mm<1.5m | 540
Concrete Pipes | FRC | 825mm | <1.5m |  |  | Depth | 103 | 552 | Concrete Pipes825mm<1.5m | 552
Concrete Pipes | FRC | 900mm | <1.5m |  |  | Depth | 103 | 676 | Concrete Pipes900mm<1.5m | 676
Concrete Pipes | FRC | 950mm | <1.5m |  |  | Depth | 103 | 799 | Concrete Pipes950mm<1.5m | 799
Concrete Pipes | FRC | 1000mm | <1.5m |  |  | Depth | 103 | 832 | Concrete Pipes1000mm<1.5m | 832
Concrete Pipes | FRC | 1050mm | <1.5m |  |  | Depth | 103 | 864 | Concrete Pipes1050mm<1.5m | 864
Concrete Pipes | FRC | 1200mm | <1.5m |  |  | Depth | 103 | 1070 | Concrete Pipes1200mm<1.5m | 1070
Concrete Pipes | FRC | 1350mm | <1.5m |  |  | Depth | 103 | 1206 | Concrete Pipes1350mm<1.5m | 1206
Concrete Pipes | FRC | 1500mm | <1.5m |  |  | Depth | 103 | 1345 | Concrete Pipes1500mm<1.5m | 1345
Concrete Pipes | FRC | 1650mm | <1.5m |  |  | Depth | 103 | 1475 | Concrete Pipes1650mm<1.5m | 1475
Concrete Pipes | FRC | 1800mm | <1.5m |  |  | Depth | 103 | 1591 | Concrete Pipes1800mm<1.5m | 1591
Concrete Pipes | FRC | 1950mm | <1.5m |  |  | Depth | 103 | 1728 | Concrete Pipes1950mm<1.5m | 1728
Concrete Pipes | FRC | 2100mm | <1.5m |  |  | Depth | 103 | 1838 | Concrete Pipes2100mm<1.5m | 1838
Concrete Pipes | FRC | 2170mm | <1.5m |  |  | Depth | 103 | 1941 | Concrete Pipes2170mm<1.5m | 1941
Concrete Pipes | FRC | 2400mm | <1.5m |  |  | Depth | 103 | 2109 | Concrete Pipes2400mm<1.5m | 2109
Concrete Pipes | FRC | 100mm | >1.5m |  | <3m | Depth | 103 | 168 | Concrete Pipes100mm>1.5m - <3m | 168
Concrete Pipes | FRC | 150mm | >1.5m |  | <3m | Depth | 103 | 187 | Concrete Pipes150mm>1.5m - <3m | 187
Concrete Pipes | FRC | 225mm | >1.5m |  | <3m | Depth | 103 | 217 | Concrete Pipes225mm>1.5m - <3m | 217
Concrete Pipes | FRC | 250mm | >1.5m |  | <3m | Depth | 103 | 225 | Concrete Pipes250mm>1.5m - <3m | 225
Concrete Pipes | FRC | 275mm | >1.5m |  | <3m | Depth | 103 | 234 | Concrete Pipes275mm>1.5m - <3m | 234
Concrete Pipes | FRC | 300mm | >1.5m |  | <3m | Depth | 103 | 242 | Concrete Pipes300mm>1.5m - <3m | 242
Concrete Pipes | FRC | 350mm | >1.5m |  | <3m | Depth | 103 | 273 | Concrete Pipes350mm>1.5m - <3m | 273
Concrete Pipes | FRC | 375mm | >1.5m |  | <3m | Depth | 103 | 281 | Concrete Pipes375mm>1.5m - <3m | 281
Concrete Pipes | FRC | 400mm | >1.5m |  | <3m | Depth | 103 | 319 | Concrete Pipes400mm>1.5m - <3m | 319
Concrete Pipes | FRC | 450mm | >1.5m |  | <3m | Depth | 103 | 335 | Concrete Pipes450mm>1.5m - <3m | 335
Concrete Pipes | FRC | 475mm | >1.5m |  | <3m | Depth | 103 | 369 | Concrete Pipes475mm>1.5m - <3m | 369
Concrete Pipes | FRC | 500mm | >1.5m |  | <3m | Depth | 103 | 378 | Concrete Pipes500mm>1.5m - <3m | 378
Concrete Pipes | FRC | 525mm | >1.5m |  | <3m | Depth | 103 | 389 | Concrete Pipes525mm>1.5m - <3m | 389
Concrete Pipes | FRC | 550mm | >1.5m |  | <3m | Depth | 103 | 427 | Concrete Pipes550mm>1.5m - <3m | 427
Concrete Pipes | FRC | 575mm | >1.5m |  | <3m | Depth | 103 | 437 | Concrete Pipes575mm>1.5m - <3m | 437
Concrete Pipes | FRC | 600mm | >1.5m |  | <3m | Depth | 103 | 450 | Concrete Pipes600mm>1.5m - <3m | 450
Concrete Pipes | FRC | 625mm | >1.5m |  | <3m | Depth | 103 | 474 | Concrete Pipes625mm>1.5m - <3m | 474
Concrete Pipes | FRC | 650mm | >1.5m |  | <3m | Depth | 103 | 510 | Concrete Pipes650mm>1.5m - <3m | 510
Concrete Pipes | FRC | 675mm | >1.5m |  | <3m | Depth | 103 | 520 | Concrete Pipes675mm>1.5m - <3m | 520
Concrete Pipes | FRC | 750mm | >1.5m |  | <3m | Depth | 103 | 594 | Concrete Pipes750mm>1.5m - <3m | 594
Concrete Pipes | FRC | 800mm | >1.5m |  | <3m | Depth | 103 | 695 | Concrete Pipes800mm>1.5m - <3m | 695
Concrete Pipes | FRC | 825mm | >1.5m |  | <3m | Depth | 103 | 708 | Concrete Pipes825mm>1.5m - <3m | 708
Concrete Pipes | FRC | 900mm | >1.5m |  | <3m | Depth | 103 | 848 | Concrete Pipes900mm>1.5m - <3m | 848
Concrete Pipes | FRC | 950mm | >1.5m |  | <3m | Depth | 103 | 999 | Concrete Pipes950mm>1.5m - <3m | 999
Concrete Pipes | FRC | 1000mm | >1.5m |  | <3m | Depth | 103 | 1032 | Concrete Pipes1000mm>1.5m - <3m | 1032
Concrete Pipes | FRC | 1050mm | >1.5m |  | <3m | Depth | 103 | 1065 | Concrete Pipes1050mm>1.5m - <3m | 1065
Concrete Pipes | FRC | 1200mm | >1.5m |  | <3m | Depth | 103 | 1292 | Concrete Pipes1200mm>1.5m - <3m | 1292
Concrete Pipes | FRC | 1350mm | >1.5m |  | <3m | Depth | 103 | 1452 | Concrete Pipes1350mm>1.5m - <3m | 1452
Concrete Pipes | FRC | 1500mm | >1.5m |  | <3m | Depth | 103 | 1624 | Concrete Pipes1500mm>1.5m - <3m | 1624
Concrete Pipes | FRC | 1650mm | >1.5m |  | <3m | Depth | 103 | 1777 | Concrete Pipes1650mm>1.5m - <3m | 1777
Concrete Pipes | FRC | 1800mm | >1.5m |  | <3m | Depth | 103 | 1900 | Concrete Pipes1800mm>1.5m - <3m | 1900
Concrete Pipes | FRC | 1950mm | >1.5m |  | <3m | Depth | 103 | 2068 | Concrete Pipes1950mm>1.5m - <3m | 2068
Concrete Pipes | FRC | 2100mm | >1.5m |  | <3m | Depth | 103 | 2178 | Concrete Pipes2100mm>1.5m - <3m | 2178
Concrete Pipes | FRC | 2170mm | >1.5m |  | <3m | Depth | 103 | 2338 | Concrete Pipes2170mm>1.5m - <3m | 2338
Concrete Pipes | FRC | 2400mm | >1.5m |  | <3m | Depth | 103 | 2614 | Concrete Pipes2400mm>1.5m - <3m | 2614
Concrete Pipes | FRC | 100mm | >4.5m |  | <6m | Depth | 103 | 230 | Concrete Pipes100mm>4.5m - <6m | 230
Concrete Pipes | FRC | 150mm | >4.5m |  | <6m | Depth | 103 | 249 | Concrete Pipes150mm>4.5m - <6m | 249
Concrete Pipes | FRC | 225mm | >4.5m |  | <6m | Depth | 103 | 279 | Concrete Pipes225mm>4.5m - <6m | 279
Concrete Pipes | FRC | 250mm | >4.5m |  | <6m | Depth | 103 | 287 | Concrete Pipes250mm>4.5m - <6m | 287
Concrete Pipes | FRC | 275mm | >4.5m |  | <6m | Depth | 103 | 296 | Concrete Pipes275mm>4.5m - <6m | 296
Concrete Pipes | FRC | 300mm | >4.5m |  | <6m | Depth | 103 | 304 | Concrete Pipes300mm>4.5m - <6m | 304
Concrete Pipes | FRC | 350mm | >4.5m |  | <6m | Depth | 103 | 342 | Concrete Pipes350mm>4.5m - <6m | 342
Concrete Pipes | FRC | 375mm | >4.5m |  | <6m | Depth | 103 | 350 | Concrete Pipes375mm>4.5m - <6m | 350
Concrete Pipes | FRC | 400mm | >4.5m |  | <6m | Depth | 103 | 404 | Concrete Pipes400mm>4.5m - <6m | 404
Concrete Pipes | FRC | 450mm | >4.5m |  | <6m | Depth | 103 | 419 | Concrete Pipes450mm>4.5m - <6m | 419
Concrete Pipes | FRC | 475mm | >4.5m |  | <6m | Depth | 103 | 464 | Concrete Pipes475mm>4.5m - <6m | 464
Concrete Pipes | FRC | 500mm | >4.5m |  | <6m | Depth | 103 | 473 | Concrete Pipes500mm>4.5m - <6m | 473
Concrete Pipes | FRC | 525mm | >4.5m |  | <6m | Depth | 103 | 484 | Concrete Pipes525mm>4.5m - <6m | 484
Concrete Pipes | FRC | 550mm | >4.5m |  | <6m | Depth | 103 | 535 | Concrete Pipes550mm>4.5m - <6m | 535
Concrete Pipes | FRC | 575mm | >4.5m |  | <6m | Depth | 103 | 544 | Concrete Pipes575mm>4.5m - <6m | 544
Concrete Pipes | FRC | 600mm | >4.5m |  | <6m | Depth | 103 | 558 | Concrete Pipes600mm>4.5m - <6m | 558
Concrete Pipes | FRC | 625mm | >4.5m |  | <6m | Depth | 103 | 582 | Concrete Pipes625mm>4.5m - <6m | 582
Concrete Pipes | FRC | 650mm | >4.5m |  | <6m | Depth | 103 | 631 | Concrete Pipes650mm>4.5m - <6m | 631
Concrete Pipes | FRC | 675mm | >4.5m |  | <6m | Depth | 103 | 641 | Concrete Pipes675mm>4.5m - <6m | 641
Concrete Pipes | FRC | 750mm | >4.5m |  | <6m | Depth | 103 | 726 | Concrete Pipes750mm>4.5m - <6m | 726
Concrete Pipes | FRC | 800mm | >4.5m |  | <6m | Depth | 103 | 836 | Concrete Pipes800mm>4.5m - <6m | 836
Concrete Pipes | FRC | 825mm | >4.5m |  | <6m | Depth | 103 | 849 | Concrete Pipes825mm>4.5m - <6m | 849
Concrete Pipes | FRC | 900mm | >4.5m |  | <6m | Depth | 103 | 1004 | Concrete Pipes900mm>4.5m - <6m | 1004
Concrete Pipes | FRC | 950mm | >4.5m |  | <6m | Depth | 103 | 1180 | Concrete Pipes950mm>4.5m - <6m | 1180
Concrete Pipes | FRC | 1000mm | >4.5m |  | <6m | Depth | 103 | 1213 | Concrete Pipes1000mm>4.5m - <6m | 1213
Concrete Pipes | FRC | 1050mm | >4.5m |  | <6m | Depth | 103 | 1246 | Concrete Pipes1050mm>4.5m - <6m | 1246
Concrete Pipes | FRC | 1200mm | >4.5m |  | <6m | Depth | 103 | 1493 | Concrete Pipes1200mm>4.5m - <6m | 1493
Concrete Pipes | FRC | 1350mm | >4.5m |  | <6m | Depth | 103 | 1674 | Concrete Pipes1350mm>4.5m - <6m | 1674
Concrete Pipes | FRC | 1500mm | >4.5m |  | <6m | Depth | 103 | 1875 | Concrete Pipes1500mm>4.5m - <6m | 1875
Concrete Pipes | FRC | 1650mm | >4.5m |  | <6m | Depth | 103 | 2049 | Concrete Pipes1650mm>4.5m - <6m | 2049
Concrete Pipes | FRC | 1800mm | >4.5m |  | <6m | Depth | 103 | 2178 | Concrete Pipes1800mm>4.5m - <6m | 2178
Concrete Pipes | FRC | 1950mm | >4.5m |  | <6m | Depth | 103 | 2375 | Concrete Pipes1950mm>4.5m - <6m | 2375
Concrete Pipes | FRC | 2100mm | >4.5m |  | <6m | Depth | 103 | 2484 | Concrete Pipes2100mm>4.5m - <6m | 2484
Concrete Pipes | FRC | 2170mm | >4.5m |  | <6m | Depth | 103 | 2697 | Concrete Pipes2170mm>4.5m - <6m | 2697
Concrete Pipes | FRC | 2400mm | >4.5m |  | <6m | Depth | 103 | 3023 | Concrete Pipes2400mm>4.5m - <6m | 3023
Concrete Pipes | FRC | 100mm | >6m |  |  | Depth | 103 | 292 | Concrete Pipes100mm>6m | 292
Concrete Pipes | FRC | 150mm | >6m |  |  | Depth | 103 | 311 | Concrete Pipes150mm>6m | 311
Concrete Pipes | FRC | 225mm | >6m |  |  | Depth | 103 | 341 | Concrete Pipes225mm>6m | 341
Concrete Pipes | FRC | 250mm | >6m |  |  | Depth | 103 | 349 | Concrete Pipes250mm>6m | 349
Concrete Pipes | FRC | 275mm | >6m |  |  | Depth | 103 | 358 | Concrete Pipes275mm>6m | 358
Concrete Pipes | FRC | 300mm | >6m |  |  | Depth | 103 | 366 | Concrete Pipes300mm>6m | 366
Concrete Pipes | FRC | 350mm | >6m |  |  | Depth | 103 | 411 | Concrete Pipes350mm>6m | 411
Concrete Pipes | FRC | 375mm | >6m |  |  | Depth | 103 | 419 | Concrete Pipes375mm>6m | 419
Concrete Pipes | FRC | 400mm | >6m |  |  | Depth | 103 | 488 | Concrete Pipes400mm>6m | 488
Concrete Pipes | FRC | 450mm | >6m |  |  | Depth | 103 | 503 | Concrete Pipes450mm>6m | 503
Concrete Pipes | FRC | 475mm | >6m |  |  | Depth | 103 | 559 | Concrete Pipes475mm>6m | 559
Concrete Pipes | FRC | 500mm | >6m |  |  | Depth | 103 | 568 | Concrete Pipes500mm>6m | 568
Concrete Pipes | FRC | 525mm | >6m |  |  | Depth | 103 | 579 | Concrete Pipes525mm>6m | 579
Concrete Pipes | FRC | 550mm | >6m |  |  | Depth | 103 | 643 | Concrete Pipes550mm>6m | 643
Concrete Pipes | FRC | 575mm | >6m |  |  | Depth | 103 | 652 | Concrete Pipes575mm>6m | 652
Concrete Pipes | FRC | 600mm | >6m |  |  | Depth | 103 | 665 | Concrete Pipes600mm>6m | 665
Concrete Pipes | FRC | 625mm | >6m |  |  | Depth | 103 | 741 | Concrete Pipes625mm>6m | 741
Concrete Pipes | FRC | 650mm | >6m |  |  | Depth | 103 | 751 | Concrete Pipes650mm>6m | 751
Concrete Pipes | FRC | 675mm | >6m |  |  | Depth | 103 | 761 | Concrete Pipes675mm>6m | 761
Concrete Pipes | FRC | 750mm | >6m |  |  | Depth | 103 | 859 | Concrete Pipes750mm>6m | 859
Concrete Pipes | FRC | 800mm | >6m |  |  | Depth | 103 | 977 | Concrete Pipes800mm>6m | 977
Concrete Pipes | FRC | 825mm | >6m |  |  | Depth | 103 | 989 | Concrete Pipes825mm>6m | 989
Concrete Pipes | FRC | 900mm | >6m |  |  | Depth | 103 | 1159 | Concrete Pipes900mm>6m | 1159
Concrete Pipes | FRC | 950mm | >6m |  |  | Depth | 103 | 1361 | Concrete Pipes950mm>6m | 1361
Concrete Pipes | FRC | 1000mm | >6m |  |  | Depth | 103 | 1394 | Concrete Pipes1000mm>6m | 1394
Concrete Pipes | FRC | 1050mm | >6m |  |  | Depth | 103 | 1427 | Concrete Pipes1050mm>6m | 1427
Concrete Pipes | FRC | 1200mm | >6m |  |  | Depth | 103 | 1694 | Concrete Pipes1200mm>6m | 1694
Concrete Pipes | FRC | 1350mm | >6m |  |  | Depth | 103 | 1895 | Concrete Pipes1350mm>6m | 1895
Concrete Pipes | FRC | 1500mm | >6m |  |  | Depth | 103 | 2127 | Concrete Pipes1500mm>6m | 2127
Concrete Pipes | FRC | 1650mm | >6m |  |  | Depth | 103 | 2321 | Concrete Pipes1650mm>6m | 2321
Concrete Pipes | FRC | 1800mm | >6m |  |  | Depth | 103 | 2456 | Concrete Pipes1800mm>6m | 2456
Concrete Pipes | FRC | 1950mm | >6m |  |  | Depth | 103 | 2681 | Concrete Pipes1950mm>6m | 2681
Concrete Pipes | FRC | 2100mm | >6m |  |  | Depth | 103 | 2791 | Concrete Pipes2100mm>6m | 2791
Concrete Pipes | FRC | 2170mm | >6m |  |  | Depth | 103 | 3055 | Concrete Pipes2170mm>6m | 3055
Concrete Pipes | FRC | 2400mm | >6m |  |  | Depth | 103 | 3223 | Concrete Pipes2400mm>6m | 3223
Pipes PVC | PVC | 90mm | Dia_<1.5m |  |  | Depth | 83 | 86
Pipes PVC | PVC | 100mm | Dia_<1.5m |  |  | Depth | 83 | 94
Pipes PVC | PVC | 150mm | Dia_<1.5m |  |  | Depth | 83 | 103
Pipes PVC | PVC | 225mm | Dia_<1.5m |  |  | Depth | 83 | 144
Pipes PVC | PVC | 300mm | Dia_<1.5m |  |  | Depth | 83 | 192
Pipes PVC | PVC | 375mm | Dia_<1.5m |  |  | Depth | 83 | 240
Pipes PVC | PVC | 90mm | Dia_>1.5m | <3m |  | Depth | 83 | 155
Pipes PVC | PVC | 100mm | Dia_>1.5m | <3m |  | Depth | 83 | 162
Pipes PVC | PVC | 150mm | Dia_>1.5m | <3m |  | Depth | 83 | 172
Pipes PVC | PVC | 225mm | Dia_>1.5m | <3m |  | Depth | 83 | 213
Pipes PVC | PVC | 300mm | Dia_>1.5m | <3m |  | Depth | 83 | 260
Pipes PVC | PVC | 375mm | Dia_>1.5m | <3m |  | Depth | 83 | 316
Pipes PVC | PVC | 90mm | Dia_>4.5m | <6m |  | Depth | 83 | 217
Pipes PVC | PVC | 100mm | Dia_>4.5m | <6m |  | Depth | 83 | 224
Pipes PVC | PVC | 150mm | Dia_>4.5m | <6m |  | Depth | 83 | 234
Pipes PVC | PVC | 225mm | Dia_>4.5m | <6m |  | Depth | 83 | 275
Pipes PVC | PVC | 300mm | Dia_>4.5m | <6m |  | Depth | 83 | 322
Pipes PVC | PVC | 375mm | Dia_>4.5m | <6m |  | Depth | 83 | 385
Pipes PVC | PVC | 90mm | Dia_>6m |  |  | Depth | 83 | 279
Pipes PVC | PVC | 100mm | Dia_>6m |  |  | Depth | 83 | 286
Pipes PVC | PVC | 150mm | Dia_>6m |  |  | Depth | 83 | 296
Pipes PVC | PVC | 225mm | Dia_>6m |  |  | Depth | 83 | 337
Pipes PVC | PVC | 300mm | Dia_>6m |  |  | Depth | 83 | 384
Pipes PVC | PVC | 375mm | Dia_>6m |  |  | Depth | 83 | 426
| Manhole | 1000x1100 | Light | Slab |  | Depth | 103 | 1960
| Manhole | 1000x1100 | Light | Slab |  | Depth | 103 | 2811
| Manhole | 1000x1100 | Heavy | Slab |  | Depth | 103 | 2053
| Manhole | 1000x1100 | Heavy | Slab |  | Depth | 103 | 2904
Junction Pit | Junction_90x90mm | [5 empty] | 103 | 22
Junction Pit | Junction_150x100mm | [5 empty] | 103 | 45
Junction Pit | Junction_150x150mm | [5 empty] | 103 | 48
Junction Pit | Junction_225x225mm | [5 empty] | 103 | 194
Junction Pit | Junction_225x100mm | [5 empty] | 103 | 118
Junction Pit | Junction_225x150mm | [5 empty] | 103 | 173
Junction Pit | Junction_300x150mm | [5 empty] | 103 | 196
Junction Pit | Junction_300x250mm | [5 empty] | 103 | 335
Junction Pit | Junction_300x300mm | [5 empty] | 103 | 408
| FRC | Slotted | Pipe_225mm | Dia | Class | 4 | 103 | 128
| FRC | Slotted | Pipe_300mm | Dia | Class | 4 | 103 | 169
| FRC | Slotted | Pipe_375mm | Dia | Class | 4 | 103 | 211
| FRC | Slotted | Pipe_450mm | Dia | Class | 2 | 103 | 222
| FRC | Slotted | Pipe_525mm | Dia | Class | 2 | 103 | 248
| FRC | Slotted | Pipe_600mm | Dia | Class | 2 | 103 | 335
Rural Causeway | [7 empty] | 6680
Butterfly Grate Pit |  |  | Long Life |  |  |  |  | 1000
Detention Pit |  |  | Long Life |  |  |  |  | 1000
Drop Pit |  |  | Long Life |  |  |  |  | 1000
Field Inlet Pit |  |  | Long Life |  |  |  |  | 1000
Field Outlet |  |  | Long Life |  |  |  |  | 1000
FLUSH POINT |  |  | Long Life |  |  |  |  | 1000
Grated Inlet Pit |  |  | Long Life |  |  |  |  | 2700
Grated Inlet Pit |  |  | Long Life |  |  |  |  | 2700
Gross Pollutant Trap |  |  | Long Life |  |  |  |  | 1000
Headwall - cast in-situ |  |  | Long Life |  |  |  |  | 3000
Headwall - Rock |  |  | Long Life |  |  |  |  | 3000
Headwall - With Grate |  |  | Long Life |  |  |  |  | 3000
Inlet |  |  | Long Life |  |  |  |  | 3000
Inlet Pit |  |  | Long Life |  |  |  |  | 2700
INTER-ALLOTMENT Junction Pit_LL |  |  | Long Life |  |  |  |  | 1000
INTER-ALLOTMENT_LL |  |  | Long Life |  |  |  |  | 53
Junction Pit |  |  | Long Life |  |  |  |  | 1000
Junction Pit |  |  | Long Life |  |  |  |  | 1000
Junction_LL |  |  | Long Life |  |  |  |  | 1000
Kerb Inlet Pit - Grated |  |  | Long Life |  |  |  |  | 1000
Kerb Inlet Pit - No Grate |  |  | Long Life |  |  |  |  | 1000
Kerb Inlet Pit |  |  | Long Life |  |  |  |  | 1000
Letterbox Pit |  |  | Long Life |  |  |  |  | 1000
Private |  |  | Long Life |  |  |  |  | 1000
Sediment Trap GIP - Flush |  |  | Long Life |  |  |  |  | 1000
Sediment Trap KIP - With Grate |  |  | Long Life |  |  |  |  | 1000
Sediment Trap |  |  | Long Life |  |  |  |  | 1000
Soakage Pit |  |  | Long Life |  |  |  |  | 1500
Stainless Outlet |  |  | Long Life |  |  |  |  | 1000
Trash Grate |  |  | Long Life |  |  |  |  | 1000

## Buildings
Asset Number | Building Description | Component | Area | Developers Unit Rate (Inc Labour, Exc GST) | Developer Cost Estimate (Inc Labour, Exc GST) | Component
[5 empty] | 0 | Building Envelope
[5 empty] | 0 | Floor Structure
[5 empty] | 0 | Roof
[5 empty] | 0 | Electrical Services
[5 empty] | 0 | Mechanical Services
[5 empty] | 0 | Fire Services
[5 empty] | 0 | Other Structures (W & S)
[5 empty] | 0 | Fitout - Floors
[5 empty] | 0 | Fitout - Internal Screens
[5 empty] | 0 | Hydraulic Services
0
0
0
0
0
0
0
0
0
0
0
0
0
0
0
0
0
0
0
0
0
0
0
0
0
0
0

## Open Space & Recreation
Asset Number | Asset Classification | Asset Classification 2 | Asset Description | Unit Rate | Unit of Measure | Quantity | Unit Value | Total Cost | Developers Unit Rate (Inc Labour, Exc GST) | Developer Cost Estimate (Inc Labour, Exc GST) | Description | Asset Sub Type 1
[7 empty] | 0 | 0 |  | 0 | AFL Goal Post | Other Open Space & Recreation | Park Equipment
[10 empty] | 0 | Athletics | Other Open Space & Recreation | Park Active Areas
[7 empty] | 0 | 0 |  | 0 | Barbeque | Other Open Space & Recreation | Open Space Furniture
[7 empty] | 0 | 0 |  | 0 | Basketball | Other Open Space & Recreation | Park Active Areas
[7 empty] | 0 | 0 |  | 0 | Basketball Hoop | Other Open Space & Recreation | Park Equipment
[7 empty] | 0 | 0 |  | 0 | Beach Shower | Other Open Space & Recreation | Open Space Furniture
[7 empty] | 0 | 0 |  | 0 | Bike Stand | Other Open Space & Recreation | Open Space Furniture
[7 empty] | 0 | 0 |  | 0 | Concrete Pad | Other Open Space & Recreation | Park Passive Areas
[7 empty] | 0 | 0 |  | 0 | Cricket Screen | Other Open Space & Recreation | Park Equipment
[7 empty] | 0 | 0 |  | 0 | Cricket Wicket Turf | Other Open Space & Recreation | Park Active Areas
[7 empty] | 0 | 0 |  | 0 | Drink Fountain | Other Open Space & Recreation | Open Space Furniture
[7 empty] | 0 | 0 |  | 0 | Fence | Other Open Space & Recreation | Fences
[7 empty] | 0 | 0 |  | 0 | Flagpole | Other Open Space & Recreation | Open Space Furniture
[7 empty] | 0 | 0 |  | 0 | Football Goal Post | Other Open Space & Recreation | Park Equipment
[7 empty] | 0 | 0 |  | 0 | Garden Bed | Other Open Space & Recreation | Park Passive Areas
[7 empty] | 0 | 0 |  | 0 | Gate | Other Open Space & Recreation | Fences
[7 empty] | 0 | 0 |  | 0 | Grandstand | Other Open Space & Recreation | Other Structures
[7 empty] | 0 | 0 |  | 0 | Kick Wall | Other Open Space & Recreation | Park Active Areas
[7 empty] | 0 | 0 |  | 0 | Lighting Pedestrian | Other Open Space & Recreation | Lighting
[7 empty] | 0 | 0 |  | 0 | Lighting Sports | Other Open Space & Recreation | Lighting
[7 empty] | 0 | 0 |  | 0 | Long Jump Pit | Other Open Space & Recreation | Park Active Areas
[7 empty] | 0 | 0 |  | 0 | Marine Structures | Other Open Space & Recreation | Other Structures
[7 empty] | 0 | 0 |  | 0 | Monument | Other Open Space & Recreation | Open Space Furniture
[7 empty] | 0 | 0 |  | 0 | Multipurpose | Other Open Space & Recreation | Park Active Areas
[7 empty] | 0 | 0 |  | 0 | Netball | Other Open Space & Recreation | Park Active Areas
[7 empty] | 0 | 0 |  | 0 | Park Shelter | Other Open Space & Recreation | Other Structures
[7 empty] | 0 | 0 |  | 0 | Paved Area | Other Open Space & Recreation | Park Passive Areas
[7 empty] | 0 | 0 |  | 0 | Pedestrian Rail | Other Open Space & Recreation | Open Space Furniture
[7 empty] | 0 | 0 |  | 0 | Play Equipment | Other Open Space & Recreation | Park Equipment
[7 empty] | 0 | 0 |  | 0 | Pole | Other Open Space & Recreation | Open Space Furniture
[7 empty] | 0 | 0 |  | 0 | Power Meter | Other Open Space & Recreation | Open Space Furniture
[7 empty] | 0 | 0 |  | 0 | Power Supply | Other Open Space & Recreation | Park Infrastructure
[7 empty] | 0 | 0 |  | 0 | Seat | Other Open Space & Recreation | Open Space Furniture
[7 empty] | 0 | 0 |  | 0 | Skate Park | Other Open Space & Recreation | Park Active Areas
[7 empty] | 0 | 0 |  | 0 | Soccer Equipment | Other Open Space & Recreation | Park Equipment
[7 empty] | 0 | 0 |  | 0 | Softfall | Other Open Space & Recreation | Playgrounds
[7 empty] | 0 | 0 |  | 0 | Table | Other Open Space & Recreation | Open Space Furniture
[11 empty] | Table and Chairs | Other Open Space & Recreation | Open Space Furniture
[7 empty] | 0 | 0 |  | 0 | Tap | Other Open Space & Recreation | Open Space Furniture
[11 empty] | Tennis | Other Open Space & Recreation | Park Active Areas
[11 empty] | Viewing Platform | Other Open Space & Recreation | Open Space Furniture
[11 empty] | Water Meter | Other Open Space & Recreation | Open Space Furniture
[11 empty] | Water Tank | Other Open Space & Recreation | Open Space Furniture

## Open Space & Rec Unit Rates (hidden)
Fences
| Material |  | Diameter | Unit Cost
FencesFence107.64 | Fence | Fence | Fence | 107.64
FencesFence112.85 | Gate | Fence | Fence | 112.85
FencesFence117.38 |  | Fence | Fence | 117.38
FencesFence119.64 |  | Fence | Fence | 119.64
FencesFence123.5 |  | Fence | Fence | 123.5
FencesFence164.96 |  | Fence | Fence | 164.96
FencesFence177.43 |  | Fence | Fence | 177.43
FencesFence184.68 |  | Fence | Fence | 184.68
FencesFence207.11 |  | Fence | Fence | 207.11
FencesFence310.96 |  | Fence | Fence | 310.96
FencesFence583.5 |  | Fence | Fence | 583.5
FencesFence637.31 |  | Fence | Fence | 637.31
FencesFence1000 |  | Fence | Fence | 1000
FencesGate1000 |  | Gate | Gate | 1000
FencesGate2000 |  | Gate | Gate | 2000
Lighting
| Material |  | Diameter | Unit Cost
LightingOpen Space Lighting1000 |  | Open Space Lighting | Open Space Lighting | 1000
LightingOpen Space Lighting3410.33 |  |  | Open Space Lighting | 3410.33
LightingOpen Space Lighting3767.23 |  |  | Open Space Lighting | 3767.23
LightingOpen Space Lighting4265.75 |  |  | Open Space Lighting | 4265.75
LightingOpen Space Lighting4860.57 |  |  | Open Space Lighting | 4860.57
LightingOpen Space Lighting5631.01 |  |  | Open Space Lighting | 5631.01
LightingOpen Space Lighting5687.66 |  |  | Open Space Lighting | 5687.66
LightingOpen Space Lighting6543.08 |  |  | Open Space Lighting | 6543.08
LightingOpen Space Lighting6820.66 |  |  | Open Space Lighting | 6820.66
LightingOpen Space Lighting12270.39 |  |  | Open Space Lighting | 12270.39
LightingOpen Space Lighting13497.43 |  |  | Open Space Lighting | 13497.43
LightingOpen Space Lighting15337.99 |  |  | Open Space Lighting | 15337.99
LightingOpen Space Lighting18405.59 |  |  | Open Space Lighting | 18405.59
LightingOpen Space Lighting24540.78 |  |  | Open Space Lighting | 24540.78
LightingOpen Space Lighting30675.98 |  |  | Open Space Lighting | 30675.98
LightingOpen Space Lighting36811.17 |  |  | Open Space Lighting | 36811.17
Open Space Furniture
| Material |  | Diameter | Unit Cost
Open Space FurnitureBarbeque2000 | Barbeque | Barbeque | Barbeque | 2000
Open Space FurnitureBarbeque5000 | Bike Stand | Barbeque | Barbeque | 5000
Open Space FurnitureBarbeque8000 | Drink Fountain | Barbeque | Barbeque | 8000
Open Space FurnitureBarbeque8730.64 | Flagpole | Barbeque | Barbeque | 8730.64
Open Space FurnitureBarbeque29355.71 | Monument | Barbeque | Barbeque | 29355.71
Open Space FurnitureBike Stand1000 | Pole | Bike Stand | Bike Stand | 1000
Open Space FurnitureBike Stand1200 | Power Meter | Bike Stand | Bike Stand | 1200
Open Space FurnitureBike Stand1500 | Pedestrian Rail | Bike Stand | Bike Stand | 1500
Open Space FurnitureBike Stand2700 | Seat | Bike Stand | Bike Stand | 2700
Open Space FurnitureDrink Fountain1000 | Beach Shower | Drink Fountain | Drink Fountain | 1000
Open Space FurnitureDrink Fountain2000 | Tap | Drink Fountain | Drink Fountain | 2000
Open Space FurnitureFlagpole2945.8 | Table | Flagpole | Flagpole | 2945.8
Open Space FurnitureFlagpole3274.37 | Table and Chairs | Flagpole | Flagpole | 3274.37
Open Space FurnitureMonument1000 | Viewing Platform | Monument | Monument | 1000
Open Space FurnitureMonument3000 | Water Meter | Monument | Monument | 3000
Open Space FurnitureMonument5000 | Water Tank | Monument | Monument | 5000
Open Space FurnitureMonument10000 |  | Monument | Monument | 10000
Open Space FurnitureMonument15000 |  | Monument | Monument | 15000
Open Space FurnitureMonument20000 |  | Monument | Monument | 20000
Open Space FurniturePole2000 |  | Pole | Pole | 2000
Open Space FurniturePower Meter4000 |  | Power Meter | Power Meter | 4000
Open Space FurniturePedestrian Rail1000 |  | Pedestrian Rail | Pedestrian Rail | 1000
Open Space FurnitureSeat1000 |  | Seat | Seat | 1000
Open Space FurnitureSeat1200 |  | Seat | Seat | 1200
Open Space FurnitureSeat1440 |  | Seat | Seat | 1440
Open Space FurnitureSeat1600 |  | Seat | Seat | 1600
Open Space FurnitureSeat2000 |  | Seat | Seat | 2000
Open Space FurnitureSeat3000 |  | Seat | Seat | 3000
Open Space FurnitureSeat4445.05 |  | Seat | Seat | 4445.05
Open Space FurnitureSeat5000 |  | Seat | Seat | 5000
Open Space FurnitureSeat9512.2 |  | Seat | Seat | 9512.2
Open Space FurnitureBeach Shower4000 |  | Beach Shower | Beach Shower | 4000
Open Space FurnitureTap1000 |  | Tap | Tap | 1000
Open Space FurnitureTable2000 |  | Table | Table | 2000
Open Space FurnitureTable and Chairs1200 |  | Table and Chairs | Table and Chairs | 1200
Open Space FurnitureTable and Chairs1440 |  | Table and Chairs | Table and Chairs | 1440
Open Space FurnitureTable and Chairs1600 |  | Table and Chairs | Table and Chairs | 1600
Open Space FurnitureTable and Chairs2000 |  | Table and Chairs | Table and Chairs | 2000
Open Space FurnitureTable and Chairs2400 |  | Table and Chairs | Table and Chairs | 2400
Open Space FurnitureTable and Chairs3000 |  | Table and Chairs | Table and Chairs | 3000
Open Space FurnitureTable and Chairs3750 |  | Table and Chairs | Table and Chairs | 3750
Open Space FurnitureViewing Platform73500 |  | Viewing Platform | Viewing Platform | 73500
Open Space FurnitureViewing Platform1000 |  | Viewing Platform | Viewing Platform | 1000
Open Space FurnitureViewing Platform2000 |  | Viewing Platform | Viewing Platform | 2000
Open Space FurnitureViewing Platform10000 |  | Viewing Platform | Viewing Platform | 10000
Open Space FurnitureWater Meter1000 |  | Water Meter | Water Meter | 1000
Open Space FurnitureWater Meter2000 |  | Water Meter | Water Meter | 2000
Open Space FurnitureWater Tank3000 |  | Water Tank | Water Tank | 3000
Other Structures
| Material |  | Diameter | Unit Cost
Other Structures | Grandstand | Grandstand
Other Structures | Marine Structures | Grandstand
Other Structures | Park Shelter | Grandstand
Other Structures |  | Grandstand
Other Structures |  | Grandstand
Other Structures |  | Marine Structures
Other Structures |  | Marine Structures
Other Structures |  | Marine Structures
Other Structures |  | Marine Structures
Other Structures |  | Marine Structures
Other Structures |  | Park Shelter
Park Active Areas
| Material |  | Diameter | Unit Cost
Park Active AreasAthletics1000 | Athletics | Athletics | Athletics | 1000
Park Active AreasAthletics3000 | Basketball | Athletics | Athletics | 3000
Park Active AreasBasketball56988 | Multipurpose | Basketball | Basketball | 56988
Park Active AreasBasketball19948.5 | Netball | Basketball | Basketball | 19948.5
Park Active AreasBasketball96720 | Long Jump Pit | Basketball | Basketball | 96720
Park Active AreasMultipurpose5803.2 | Skate Park | Multipurpose | Multipurpose | 5803.2
Park Active AreasMultipurpose18996 | Tennis | Multipurpose | Multipurpose | 18996
Park Active AreasMultipurpose48360 | Kick Wall | Multipurpose | Multipurpose | 48360
Park Active AreasNetball10000 | Cricket Wicket Turf | Netball | Netball | 10000
Park Active AreasNetball110000 |  | Netball | Netball | 110000
Park Active AreasNetball20000 |  | Netball | Netball | 20000
Park Active AreasNetball15000 |  | Netball | Netball | 15000
Park Active AreasLong Jump Pit3000 |  | Long Jump Pit | Long Jump Pit | 3000
Park Active AreasLong Jump Pit5000 |  | Long Jump Pit | Long Jump Pit | 5000
Park Active AreasSkate Park200000 |  | Skate Park | Skate Park | 200000
Park Active AreasSkate Park10000 |  | Skate Park | Skate Park | 10000
Park Active AreasTennis120000 |  | Tennis | Tennis | 120000
Park Active AreasTennis180000 |  | Tennis | Tennis | 180000
Park Active AreasTennis86000 |  | Tennis | Tennis | 86000
Park Active AreasTennis60000 |  | Tennis | Tennis | 60000
Park Active AreasTennis240000 |  | Tennis | Tennis | 240000
Park Active AreasKick Wall5640 |  | Kick Wall | Kick Wall | 5640
Park Active AreasKick Wall14100 |  | Kick Wall | Kick Wall | 14100
Park Active AreasKick Wall9400 |  | Kick Wall | Kick Wall | 9400
Park Active AreasCricket Wicket Turf7000 |  | Cricket Wicket Turf | Cricket Wicket Turf | 7000
Park Equipment
| Material |  | Diameter | Unit Cost
Park EquipmentAFL10000 | AFL | AFL | AFL | 10000
Park EquipmentBasketball Hoop3000 | Basketball Hoop | Basketball Hoop | Basketball Hoop | 3000
Park EquipmentCricket Screen2500 | Cricket Screen | Cricket Screen | Cricket Screen | 2500
Park EquipmentCricket Screen5000 | Football Goal Post | Cricket Screen | Cricket Screen | 5000
Park EquipmentCricket Screen30000 | Netball | Cricket Screen | Cricket Screen | 30000
Park EquipmentFootball Goal Post5000 | Play Equipment | Football Goal Post | Football Goal Post | 5000
Park EquipmentNetball1000 | Soccer Equipment | Netball | Netball | 1000
Park EquipmentPlay Equipment1000 |  | Play Equipment | Play Equipment | 1000
Park EquipmentPlay Equipment1200 |  | Play Equipment | Play Equipment | 1200
Park EquipmentPlay Equipment1500 |  | Play Equipment | Play Equipment | 1500
Park EquipmentPlay Equipment2000 |  | Play Equipment | Play Equipment | 2000
Park EquipmentPlay Equipment3000 |  | Play Equipment | Play Equipment | 3000
Park EquipmentPlay Equipment5000 |  | Play Equipment | Play Equipment | 5000
Park EquipmentPlay Equipment8000 |  | Play Equipment | Play Equipment | 8000
Park EquipmentPlay Equipment10000 |  | Play Equipment | Play Equipment | 10000
Park EquipmentPlay Equipment20000 |  | Play Equipment | Play Equipment | 20000
Park EquipmentPlay Equipment30000 |  | Play Equipment | Play Equipment | 30000
Park EquipmentPlay Equipment46995 |  | Play Equipment | Play Equipment | 46995
Park EquipmentPlay Equipment50000 |  | Play Equipment | Play Equipment | 50000
Park EquipmentPlay Equipment107126.05 |  | Play Equipment | Play Equipment | 107126.05
Park EquipmentSoccer Equipment1000 |  | Soccer Equipment | Soccer Equipment | 1000
Park EquipmentSoccer Equipment2500 |  | Soccer Equipment | Soccer Equipment | 2500
Park EquipmentSoccer Equipment3000 |  | Soccer Equipment | Soccer Equipment | 3000
Park Infrastructure
| Material |  | Diameter | Unit Cost
Park InfrastructurePower Supply1000 | Power Supply |  | Power Supply | 1000
Park InfrastructurePower Supply2000 | Water Meter |  | Power Supply | 2000
Park InfrastructurePower Supply3000 |  |  | Power Supply | 3000
Park InfrastructureWater Meter1000 |  |  | Water Meter | 1000
Park InfrastructureWater Meter2000 |  |  | Water Meter | 2000
Park Passive Areas
| Material |  | Diameter | Unit Cost
Park Passive Areas | Garden Bed
Concrete Pad
Paved Area
Playgrounds
| Material |  | Diameter | Unit Cost
Playgrounds | Softfall

## Master Data (hidden)
Location | Unit of Measure
BANGALOW | Metres
BILLINUDGEL | Each
BINNA BURRA | Square Metres
BOOYONG | m³
BROKEN HEAD
BRUNSWICK HEADS
BYRON BAY
CLUNES
COOPERS SHOOT
COORABELL
EUREKA
EWINGSDALE
FEDERAL
GOONENGERRY
HAYTERS HILL
HUONBROOK
KOONYUM RANGE
MAIN ARM
McLEODS SHOOT
MIDDLE POCKET
MONTECOLLUM
MULLUMBIMBY
MULLUMBIMBY CREEK
MYOCUM
NASHUA
NEW BRIGHTON
NEWRYBAR
NIGHTCAP
OCEAN SHORES
PALMWOODS
POSSUM CREEK
SKINNERS SHOOT
SOUTH GOLDEN BEACH
SUFFOLK PARK
TALOFA
THE POCKET
TYAGARAH
UPPER COOPERS CR
UPPER MAIN ARM
UPPER WILSONS CR
WANGANUI
WHIAN WHIAN
WILSONS CREEK
WOOYUNG
YELGUN

## Water
Asset Number | Asset Classification | Asset Description | Description 1 | Description 2 | Diameter | Unit of Measure | Quantity | Depth | Unit Value | Total Cost | Developers Unit Rate (Inc Labour, Exc GST) | Developer Cost Estimate (Inc Labour, Exc GST) | Location |  |  |  | Description | Asset Sub Type 1 |  | Pipes | Depth | Unit of Measure | Pipe Diameter (mm)
| Mains | Water Hydrants | [6 empty] | 0 | 0 |  | 0 | BANGALOW | Causeways | Drains | Private | Water Hydrants | Mains |  | PVC | <1.5m | Metres | 100
[12 empty] | 0 | BILLINUDGEL | Major Culverts | Flood Protection |  | Water Reuse Mains | Mains |  | RCP | >1.5m - <3m | Each | 125
[12 empty] | 0 | BINNA BURRA | Pipe Culverts | Mains |  | Water Monitor Control Stations | Mains |  |  | >4.5m - <6m |  | 150
[12 empty] | 0 | BOOYONG | Table Drains | Nodes |  | Water Reuse Pump Stations | Pumping Stations |  |  | >6m |  | 175
[12 empty] | 0 | BROKEN HEAD |  | Nodes - Pits (Short Life Component) |  | Water Reuse Valves | Mains |  |  |  |  | 200
[12 empty] | 0 | BRUNSWICK HEADS |  | Nodes - Pits (Long Life Component) |  | Water Valves | Mains |  |  |  |  | 225
[12 empty] | 0 | BYRON BAY |  | Retention Basins |  | Water Mains | Mains | Trunk Main |  |  |  | 250
[12 empty] | 0 | CLUNES |  |  |  | Water Treatment Plant | Treatment | Reticulation Main |  |  |  | 275
[12 empty] | 0 | COOPERS SHOOT |  |  |  | Water Pump Stations | Pumping Stations | Channel |  |  |  | 300
[12 empty] | 0 | COORABELL |  |  |  | Dam Weirs | Reservoirs | Water Meter |  |  |  | 325
[12 empty] | 0 | EUREKA |  |  |  | Water Reservoirs | Reservoirs |  |  |  |  | 350
[12 empty] | 0 | EWINGSDALE |  |  |  | Water Meter | [5 empty] | 375
[12 empty] | 0 | FEDERAL | [9 empty] | 400
[12 empty] | 0 | GOONENGERRY | [9 empty] | 425
[12 empty] | 0 | HAYTERS HILL | [9 empty] | 450
[12 empty] | 0 | HUONBROOK | [9 empty] | 475
[12 empty] | 0 | KOONYUM RANGE | [9 empty] | 500
[12 empty] | 0 | MAIN ARM | [9 empty] | 525
[12 empty] | 0 | McLEODS SHOOT | [9 empty] | 550
[12 empty] | 0 | MIDDLE POCKET | [9 empty] | 575
[12 empty] | 0 | MONTECOLLUM | [9 empty] | 600
[12 empty] | 0 | MULLUMBIMBY | [9 empty] | 625
[12 empty] | 0 | MULLUMBIMBY CREEK | [9 empty] | 650
[12 empty] | 0 | MYOCUM | [9 empty] | 675
[12 empty] | 0 | NASHUA | [9 empty] | 700
[12 empty] | 0 | NEW BRIGHTON | [9 empty] | 725
[12 empty] | 0 | NEWRYBAR | [9 empty] | 750
[12 empty] | 0 | NIGHTCAP | [9 empty] | 825
[12 empty] | 0 | OCEAN SHORES | [9 empty] | 900
[12 empty] | 0 | PALMWOODS | [9 empty] | 975
[12 empty] | 0 | POSSUM CREEK | [9 empty] | 1050
[12 empty] | 0 | SKINNERS SHOOT | [9 empty] | 1125
[12 empty] | 0 | SOUTH GOLDEN BEACH | [9 empty] | 1200
[12 empty] | 0 | SUFFOLK PARK | [9 empty] | 1275
[12 empty] | 0 | TALOFA | [9 empty] | 1350
[12 empty] | 0 | THE POCKET | [9 empty] | 1425
[12 empty] | 0 | TYAGARAH | [9 empty] | 1500
[13 empty] | UPPER COOPERS CR | [9 empty] | 1575
[9 empty] | 0 | 0 |  | 0 | UPPER MAIN ARM | [9 empty] | 1650
[13 empty] | UPPER WILSONS CR | [9 empty] | 1725
[13 empty] | WANGANUI | [9 empty] | 1800
WHIAN WHIAN
WILSONS CREEK
WOOYUNG
YELGUN

## Sewer
Asset Number | Asset Classification | Asset Description | Description 1 | Diameter | Unit of Measure | Quantity | Depth | Unit Value | Total Cost | Developers Unit Rate (Inc Labour, Exc GST) | Developer Cost Estimate (Inc Labour, Exc GST) |  |  |  | Description | Asset Sub Type 1 | Pipes | Depth | Unit of Measure | Pipe Diameter (mm)
[11 empty] | 0 | Causeways | Drains | Private | Sewer Treatment Plant | Treatment | PVC | <1.5m | Metres | 100
[11 empty] | 0 | Major Culverts | Flood Protection |  | Sewer Rising Main Valves | Mains | RCP | >1.5m - <3m | Each | 125
[11 empty] | 0 | Pipe Culverts | Mains |  | Sewer Rising Mains | Mains |  | >4.5m - <6m |  | 150
[11 empty] | 0 | Table Drains | Nodes |  | Sewer Pump Stations | Pumping Stations |  | >6m |  | 175
[11 empty] | 0 |  | Nodes - Pits (Short Life Component) |  | Pressure Sewer Boundary Valve | Mains |  |  |  | 200
[11 empty] | 0 |  | Nodes - Pits (Long Life Component) |  | Pressure Sewer Mains | Mains |  |  |  | 225
[11 empty] | 0 |  | Retention Basins |  | Vacuum Sewer Pods | Mains |  |  |  | 250
[11 empty] | 0 |  |  |  | Vacuum Sewer Mains | Mains |  |  |  | 275
[11 empty] | 0 |  |  |  | Vacuum Sewer Valves | Mains |  |  |  | 300
[11 empty] | 0 |  |  |  | Sewer Gravity Mains | Mains |  |  |  | 325
[11 empty] | 0 |  |  |  | Gravity Sewer Manholes | Mains |  |  |  | 350
[11 empty] | 0 |  |  |  | Sewer Gravity Main Valves | Mains |  |  |  | 375
[11 empty] | 0 | [8 empty] | 400
[11 empty] | 0 | [8 empty] | 425
[11 empty] | 0 | [8 empty] | 450
[11 empty] | 0 | [8 empty] | 475
[11 empty] | 0 | [8 empty] | 500
[11 empty] | 0 | [8 empty] | 525
[11 empty] | 0 | [8 empty] | 550
[11 empty] | 0 | [8 empty] | 575
[11 empty] | 0 | [8 empty] | 600
[11 empty] | 0 | [8 empty] | 625
[11 empty] | 0 | [8 empty] | 650
[11 empty] | 0 | [8 empty] | 675
[11 empty] | 0 | [8 empty] | 700
[11 empty] | 0 | [8 empty] | 725
[11 empty] | 0 | [8 empty] | 750
[11 empty] | 0 | [8 empty] | 825
[11 empty] | 0 | [8 empty] | 900
[11 empty] | 0 | [8 empty] | 975
[11 empty] | 0 | [8 empty] | 1050
[11 empty] | 0 | [8 empty] | 1125
[11 empty] | 0 | [8 empty] | 1200
[11 empty] | 0 | [8 empty] | 1275
[11 empty] | 0 | [8 empty] | 1350
[11 empty] | 0 | [8 empty] | 1425
[11 empty] | 0 | [8 empty] | 1500
1575
[8 empty] | 0 | 0 |  | 0 | [8 empty] | 1650
1725
1800

## Community Land
Asset Number | Lot | DP | Assesment # | Area | Developers Unit Rate (Inc Labour, Exc GST) | Developer Cost Estimate (Inc Labour, Exc GST) |  |  | Description | Asset Sub Type 1 | Pipes | Depth | Unit of Measure | Pipe Diameter (mm)
[6 empty] | 0 | Major Culverts | Flood Protection | Sewer Rising Main Valves | Mains | RCP | >1.5m - <3m | Each | 125
[6 empty] | 0 | Pipe Culverts | Mains | Sewer Rising Mains | Mains |  | >4.5m - <6m |  | 150
[6 empty] | 0 | Table Drains | Nodes | Sewer Pump Stations | Pumping Stations |  | >6m |  | 175
[6 empty] | 0 |  | Nodes - Pits (Short Life Component) | Pressure Sewer Boundary Valve | Mains |  |  |  | 200
[6 empty] | 0 |  | Nodes - Pits (Long Life Component) | Pressure Sewer Mains | Mains |  |  |  | 225
[6 empty] | 0 |  | Retention Basins | Vacuum Sewer Pods | Mains |  |  |  | 250
[6 empty] | 0 |  |  | Vacuum Sewer Mains | Mains |  |  |  | 275
[6 empty] | 0 |  |  | Vacuum Sewer Valves | Mains |  |  |  | 300
[6 empty] | 0 |  |  | Sewer Gravity Mains | Mains |  |  |  | 325
[6 empty] | 0 |  |  | Gravity Sewer Manholes | Mains |  |  |  | 350
[6 empty] | 0 |  |  | Sewer Gravity Main Valves | Mains |  |  |  | 375
[6 empty] | 0 | [7 empty] | 400
[6 empty] | 0 | [7 empty] | 425
[6 empty] | 0 | [7 empty] | 450
[6 empty] | 0 | [7 empty] | 475
[6 empty] | 0 | [7 empty] | 500
[6 empty] | 0 | [7 empty] | 525
[6 empty] | 0 | [7 empty] | 550
[6 empty] | 0 | [7 empty] | 575
[6 empty] | 0 | [7 empty] | 600
[6 empty] | 0 | [7 empty] | 625
[6 empty] | 0 | [7 empty] | 650
[6 empty] | 0 | [7 empty] | 675
[6 empty] | 0 | [7 empty] | 700
[6 empty] | 0 | [7 empty] | 725
[6 empty] | 0 | [7 empty] | 750
[6 empty] | 0 | [7 empty] | 825
[6 empty] | 0 | [7 empty] | 900
[6 empty] | 0 | [7 empty] | 975
[6 empty] | 0 | [7 empty] | 1050
[6 empty] | 0 | [7 empty] | 1125
[6 empty] | 0 | [7 empty] | 1200
[6 empty] | 0 | [7 empty] | 1275
[6 empty] | 0 | [7 empty] | 1350
[6 empty] | 0 | [7 empty] | 1425
[6 empty] | 0 | [7 empty] | 1500
1575
[6 empty] | 0 | [7 empty] | 1650
1725
1800

## Other - Manual Input
Asset Number | Asset Description | Unit of Measure | Quantity | Diameter | Unit Value | Total Cost | Developers Unit Rate (Inc Labour, Exc GST) | Developer Cost Estimate (Inc Labour, Exc GST)
[6 empty] | 0 |  | 0
[6 empty] | 0 |  | 0
[6 empty] | 0 |  | 0
[6 empty] | 0 |  | 0
[6 empty] | 0 |  | 0
[6 empty] | 0 |  | 0
[6 empty] | 0 |  | 0
[6 empty] | 0 |  | 0
[6 empty] | 0 |  | 0
[6 empty] | 0 |  | 0
[6 empty] | 0 |  | 0
[6 empty] | 0 |  | 0
[6 empty] | 0 |  | 0
[6 empty] | 0 |  | 0
[6 empty] | 0 |  | 0
[6 empty] | 0 |  | 0
[6 empty] | 0 |  | 0
[6 empty] | 0 |  | 0
[6 empty] | 0 |  | 0
[6 empty] | 0 |  | 0
[6 empty] | 0 |  | 0
[6 empty] | 0 |  | 0
[6 empty] | 0 |  | 0
[6 empty] | 0 |  | 0
[6 empty] | 0 |  | 0
[6 empty] | 0 |  | 0
[6 empty] | 0 |  | 0
[6 empty] | 0 |  | 0
[6 empty] | 0 |  | 0
[6 empty] | 0 |  | 0
[6 empty] | 0 |  | 0
[6 empty] | 0 |  | 0
[6 empty] | 0 |  | 0
[6 empty] | 0 |  | 0
[6 empty] | 0 |  | 0
[6 empty] | 0 |  | 0
[6 empty] | 0 |  | 0
[6 empty] | 0 |  | 0
[6 empty] | 0 |  | 0
[5 empty] | 0 | 0 |  | 0

## Sewer Unit Rates (hidden)
Sewer Rising Main Valves
| Material |  | Diameter | Unit Cost
Sewer Rising Main ValvesAir Valve Sewer100 | Air Valve Sewer | Air Valve Sewer | 100 | 2454
Sewer Rising Main ValvesAir Valve Sewer125 | Stop Valve Sewer | Air Valve Sewer | 125 | 2500
Sewer Rising Main ValvesAir Valve Sewer150 | Manhole Sewer | Air Valve Sewer | 150 | 2600
Sewer Rising Main ValvesAir Valve Sewer200 | Scour Valve Sewer | Air Valve Sewer | 200 | 2700
Sewer Rising Main ValvesAir Valve Sewer250 |  | Air Valve Sewer | 250 | 3000
Sewer Rising Main ValvesAir Valve Sewer300 |  | Air Valve Sewer | 300 | 3500
Sewer Rising Main ValvesAir Valve Sewer375 |  | Air Valve Sewer | 375 | 4000
Sewer Rising Main ValvesAir Valve Sewer450 |  | Air Valve Sewer | 450 | 5000
Sewer Rising Main ValvesManhole Sewer200 |  | Manhole Sewer | 200 | 4027
Sewer Rising Main ValvesManhole Sewer375 |  | Manhole Sewer | 375 | 4027
Sewer Rising Main ValvesScour Valve Sewer100 |  | Scour Valve Sewer | 100 | 1200
Sewer Rising Main ValvesScour Valve Sewer150 |  | Scour Valve Sewer | 150 | 1200
Sewer Rising Main ValvesScour Valve Sewer225 |  | Scour Valve Sewer | 225 | 1200
Sewer Rising Main ValvesScour Valve Sewer250 |  | Scour Valve Sewer | 250 | 1200
Sewer Rising Main ValvesScour Valve Sewer300 |  | Scour Valve Sewer | 300 | 1200
Sewer Rising Main ValvesScour Valve Sewer375 |  | Scour Valve Sewer | 375 | 1850
Sewer Rising Main ValvesScour Valve Sewer450 |  | Scour Valve Sewer | 450 | 1850
Sewer Rising Main ValvesStop Valve Sewer100 |  | Stop Valve Sewer | 100 | 1200
Sewer Rising Main ValvesStop Valve Sewer110 |  | Stop Valve Sewer | 110 | 1350
Sewer Rising Main ValvesStop Valve Sewer150 |  | Stop Valve Sewer | 150 | 1850
Sewer Rising Main ValvesStop Valve Sewer200 |  | Stop Valve Sewer | 200 | 3000
Sewer Rising Main ValvesStop Valve Sewer300 |  | Stop Valve Sewer | 300 | 4850
Sewer Rising Main ValvesStop Valve Sewer375 |  | Stop Valve Sewer | 375 | 5450
Sewer Rising Main ValvesStop Valve Sewer40 |  | Stop Valve Sewer | 40 | 115
Sewer Rising Main ValvesStop Valve Sewer450 |  | Stop Valve Sewer | 450 | 6200
Sewer Rising Main ValvesStop Valve Sewer50 |  | Stop Valve Sewer | 50 | 145
Sewer Rising Main ValvesStop Valve Sewer63 |  | Stop Valve Sewer | 63 | 380
Sewer Rising Main ValvesStop Valve Sewer90 |  | Stop Valve Sewer | 90 | 900
Sewer Rising Mains
| Material |  | Diameter | Unit Cost
Sewer Rising MainsDuctile Iron Cement Lined Pipe Sewer100 | Ductile Iron Cement Lined Pipe Sewer | Ductile Iron Cement Lined Pipe Sewer | 100 | 244
Sewer Rising MainsDuctile Iron Cement Lined Pipe Sewer150 | Polyethylene Pipe Sewer | Ductile Iron Cement Lined Pipe Sewer | 150 | 335
Sewer Rising MainsDuctile Iron Cement Lined Pipe Sewer200 | PVC Pipe Sewer | Ductile Iron Cement Lined Pipe Sewer | 200 | 423
Sewer Rising MainsDuctile Iron Cement Lined Pipe Sewer225 |  | Ductile Iron Cement Lined Pipe Sewer | 225 | 469
Sewer Rising MainsDuctile Iron Cement Lined Pipe Sewer250 |  | Ductile Iron Cement Lined Pipe Sewer | 250 | 563
Sewer Rising MainsDuctile Iron Cement Lined Pipe Sewer300 |  | Ductile Iron Cement Lined Pipe Sewer | 300 | 655
Sewer Rising MainsDuctile Iron Cement Lined Pipe Sewer375 |  | Ductile Iron Cement Lined Pipe Sewer | 375 | 884
Sewer Rising MainsDuctile Iron Cement Lined Pipe Sewer450 |  | Ductile Iron Cement Lined Pipe Sewer | 450 | 1244
Sewer Rising MainsPolyethylene Pipe Sewer40 |  | Polyethylene Pipe Sewer | 40 | 118 | 40 | 118
Sewer Rising MainsPolyethylene Pipe Sewer50 |  | Polyethylene Pipe Sewer | 50 | 125 | 50 | 125
Sewer Rising MainsPolyethylene Pipe Sewer63 |  | Polyethylene Pipe Sewer | 63 | 138 | 63 | 138
Sewer Rising MainsPolyethylene Pipe Sewer75 |  | Polyethylene Pipe Sewer | 75 | 150 | 75 | 150
Sewer Rising MainsPolyethylene Pipe Sewer80 |  | Polyethylene Pipe Sewer | 80 | 155
Sewer Rising MainsPolyethylene Pipe Sewer90 |  | Polyethylene Pipe Sewer | 90 | 180 | 90 | 180
Sewer Rising MainsPolyethylene Pipe Sewer100 |  | Polyethylene Pipe Sewer | 100 | 175 | 100 | 175
Sewer Rising MainsPolyethylene Pipe Sewer90 |  | Polyethylene Pipe Sewer | 90 | 154
Sewer Rising MainsPVC Pipe Sewer80 |  | PVC Pipe Sewer | 80 | 150
Sewer Rising MainsPVC Pipe Sewer100 |  | PVC Pipe Sewer | 100 | 158
Sewer Rising MainsPVC Pipe Sewer110 |  | PVC Pipe Sewer | 110 | 164
Sewer Rising MainsPVC Pipe Sewer125 |  | PVC Pipe Sewer | 125 | 175
Sewer Rising MainsPVC Pipe Sewer150 |  | PVC Pipe Sewer | 150 | 201
Sewer Rising MainsPVC Pipe Sewer200 |  | PVC Pipe Sewer | 200 | 266
Sewer Rising MainsPVC Pipe Sewer225 |  | PVC Pipe Sewer | 225 | 288
Sewer Rising MainsPVC Pipe Sewer250 |  | PVC Pipe Sewer | 250 | 344
Sewer Rising MainsPVC Pipe Sewer275 |  | PVC Pipe Sewer | 275 | 360
Sewer Rising MainsPVC Pipe Sewer280 |  | PVC Pipe Sewer | 280 | 366
Sewer Rising MainsPVC Pipe Sewer375 |  | PVC Pipe Sewer | 375 | 472
Sewer Rising MainsPVC Pipe Sewer450 |  | PVC Pipe Sewer | 450 | 490
Sewer Rising MainsPVC Pipe Sewer500 |  | PVC Pipe Sewer | 500 | 712
Pressure Sewer Boundary Valve
| Material |  | Diameter | Unit Cost
Pressure Sewer Boundary ValvePressure Sewer Valve | Pressure Sewer Valve | Sewer Boundary Valve |  | 1500
Pressure Sewer Mains
| Material |  | Diameter | Unit Cost
Pressure Sewer MainsPolyethylene Pipe Sewer40 | Polyethylene Pipe Sewer | Polyethylene Pipe Sewer | 40 | 118
Pressure Sewer MainsPolyethylene Pipe Sewer50 | PVC Pipe Sewer | Polyethylene Pipe Sewer | 50 | 125
Pressure Sewer MainsPolyethylene Pipe Sewer63 |  | Polyethylene Pipe Sewer | 63 | 138
Pressure Sewer MainsPolyethylene Pipe Sewer75 |  | Polyethylene Pipe Sewer | 75 | 150
Pressure Sewer MainsPolyethylene Pipe Sewer90 |  | Polyethylene Pipe Sewer | 90 | 180
Pressure Sewer MainsPolyethylene Pipe Sewer100 |  | Polyethylene Pipe Sewer | 100 | 175
Pressure Sewer MainsPVC Pipe Sewer90 |  | PVC Pipe Sewer | 90 | 154
Pressure Sewer MainsPVC Pipe Sewer100 |  | PVC Pipe Sewer | 100 | 158
Pressure Sewer MainsPVC Pipe Sewer110 |  | PVC Pipe Sewer | 110 | 164
Vacuum Sewer Pods
| Material |  | Diameter | Unit Cost
Vacuum Sewer PodsVacuum Sewer Pods | Vacuum Sewer Pods | Vacuum Sewer Pods |  | 5000
Vacuum Sewer Mains
| Material |  | Diameter | Unit Cost
Vacuum Sewer MainsPVC Pipe Sewer80 | PVC Pipe Sewer | PVC Pipe Sewer | 80 | 150
Vacuum Sewer MainsPVC Pipe Sewer100 |  | PVC Pipe Sewer | 100 | 158
Vacuum Sewer MainsPVC Pipe Sewer150 |  | PVC Pipe Sewer | 150 | 201
Vacuum Sewer Valves
| Material |  | Diameter | Unit Cost
Vacuum Sewer ValvesStop Valve Sewer100 | Stop Valve Sewer | Stop Valve Sewer | 100 | 1200
Vacuum Sewer ValvesStop Valve Sewer150 |  | Stop Valve Sewer | 150 | 1850
Sewer Gravity Mains
| Material |  | Diameter | Unit Cost
Sewer Gravity MainsDuctile Iron Cement Lined Pipe Gravity Mains150 | Ductile Iron Cement Lined Pipe Gravity Mains | Ductile Iron Cement Lined Pipe Gravity Mains | 150 | 199.8501
Sewer Gravity MainsDuctile Iron Cement Lined Pipe Gravity Mains150a | Polyethylene Pipe Gravity Mains | Ductile Iron Cement Lined Pipe Gravity Mains | 150a | 382.8741
Sewer Gravity MainsDuctile Iron Cement Lined Pipe Gravity Mains150b | PVC Pipe Gravity Mains | Ductile Iron Cement Lined Pipe Gravity Mains | 150b | 657.4101
Sewer Gravity MainsDuctile Iron Cement Lined Pipe Gravity Mains300 |  | Ductile Iron Cement Lined Pipe Gravity Mains | 300 | 442.2804
Sewer Gravity MainsDuctile Iron Cement Lined Pipe Gravity Mains300a |  | Ductile Iron Cement Lined Pipe Gravity Mains | 300a | 564.2964
Sewer Gravity MainsDuctile Iron Cement Lined Pipe Gravity Mains300b |  | Ductile Iron Cement Lined Pipe Gravity Mains | 300b | 686.3124
Sewer Gravity MainsDuctile Iron Cement Lined Pipe Gravity Mains300c |  | Ductile Iron Cement Lined Pipe Gravity Mains | 300c | 808.3284
Sewer Gravity MainsDuctile Iron Cement Lined Pipe Gravity Mains300d |  | Ductile Iron Cement Lined Pipe Gravity Mains | 300d | 930.3444
Sewer Gravity MainsDuctile Iron Cement Lined Pipe Gravity Mains300e |  | Ductile Iron Cement Lined Pipe Gravity Mains | 300e | 1052.3604
Sewer Gravity MainsDuctile Iron Cement Lined Pipe Gravity Mains300f |  | Ductile Iron Cement Lined Pipe Gravity Mains | 300f | 1174.3764
Sewer Gravity MainsDuctile Iron Cement Lined Pipe Gravity Mains375 |  | Ductile Iron Cement Lined Pipe Gravity Mains | 375 | 638.3632
Sewer Gravity MainsDuctile Iron Cement Lined Pipe Gravity Mains375a |  | Ductile Iron Cement Lined Pipe Gravity Mains | 375a | 775.6312
Sewer Gravity MainsDuctile Iron Cement Lined Pipe Gravity Mains375b |  | Ductile Iron Cement Lined Pipe Gravity Mains | 375b | 912.8992
Sewer Gravity MainsDuctile Iron Cement Lined Pipe Gravity Mains375c |  | Ductile Iron Cement Lined Pipe Gravity Mains | 375c | 1050.1672
Sewer Gravity MainsDuctile Iron Cement Lined Pipe Gravity Mains375d |  | Ductile Iron Cement Lined Pipe Gravity Mains | 375d | 1187.4352
Sewer Gravity MainsDuctile Iron Cement Lined Pipe Gravity Mains375e |  | Ductile Iron Cement Lined Pipe Gravity Mains | 375e | 1324.7032
Sewer Gravity MainsDuctile Iron Cement Lined Pipe Gravity Mains375f |  | Ductile Iron Cement Lined Pipe Gravity Mains | 375f | 1599.2392
Sewer Gravity MainsDuctile Iron Cement Lined Pipe Gravity Mains375g |  | Ductile Iron Cement Lined Pipe Gravity Mains | 375g | 903.8283
Sewer Gravity MainsDuctile Iron Cement Lined Pipe Gravity Mains400 |  | Ductile Iron Cement Lined Pipe Gravity Mains | 400 | 1046.1803
Sewer Gravity MainsDuctile Iron Cement Lined Pipe Gravity Mains400a |  | Ductile Iron Cement Lined Pipe Gravity Mains | 400a | 1188.5323
Sewer Gravity MainsDuctile Iron Cement Lined Pipe Gravity Mains400b |  | Ductile Iron Cement Lined Pipe Gravity Mains | 400b | 1330.8843
Sewer Gravity MainsDuctile Iron Cement Lined Pipe Gravity Mains450 |  | Ductile Iron Cement Lined Pipe Gravity Mains | 450 | 1188.571
Sewer Gravity MainsDuctile Iron Cement Lined Pipe Gravity Mains600 |  | Ductile Iron Cement Lined Pipe Gravity Mains | 600 | 2085.5697
Sewer Gravity MainsDuctile Iron Cement Lined Pipe Gravity Mains600a |  | Ductile Iron Cement Lined Pipe Gravity Mains | 600a | 2268.5937
Sewer Gravity MainsDuctile Iron Cement Lined Pipe Gravity Mains600b |  | Ductile Iron Cement Lined Pipe Gravity Mains | 600b | 2451.6177
Sewer Gravity MainsPolyethylene Pipe Gravitry Mains40 |  | Polyethylene Pipe Gravitry Mains | 40 | 22.4948
Sewer Gravity MainsPolyethylene Pipe Gravitry Mains63 |  | Polyethylene Pipe Gravitry Mains | 63 | 35.1583
Sewer Gravity MainsPolyethylene Pipe Gravitry Mains90 |  | Polyethylene Pipe Gravitry Mains | 90 | 51.7092
Sewer Gravity MainsPVC Pipe Gravity Mains150 |  | PVC Pipe Gravity Mains | 150 | 72.1301
Sewer Gravity MainsPVC Pipe Gravity Mains150a |  | PVC Pipe Gravity Mains | 150a | 163.6421
Sewer Gravity MainsPVC Pipe Gravity Mains150b |  | PVC Pipe Gravity Mains | 150b | 255.1541
Sewer Gravity MainsPVC Pipe Gravity Mains150c |  | PVC Pipe Gravity Mains | 150c | 346.6661
Sewer Gravity MainsPVC Pipe Gravity Mains150d |  | PVC Pipe Gravity Mains | 150d | 438.1781
Sewer Gravity MainsPVC Pipe Gravity Mains150e |  | PVC Pipe Gravity Mains | 150e | 529.6901
Sewer Gravity MainsPVC Pipe Gravity Mains150f |  | PVC Pipe Gravity Mains | 150f | 621.2021
Sewer Gravity MainsPVC Pipe Gravity Mains150g |  | PVC Pipe Gravity Mains | 150g | 712.7141
Sewer Gravity MainsPVC Pipe Gravity Mains150h |  | PVC Pipe Gravity Mains | 150h | 804.2261
Sewer Gravity MainsPVC Pipe Gravity Mains180 |  | PVC Pipe Gravity Mains | 180 | 103.917
Sewer Gravity MainsPVC Pipe Gravity Mains180a |  | PVC Pipe Gravity Mains | 180a | 201.5298
Sewer Gravity MainsPVC Pipe Gravity Mains225 |  | PVC Pipe Gravity Mains | 225 | 136.5627
Sewer Gravity MainsPVC Pipe Gravity Mains225a |  | PVC Pipe Gravity Mains | 225a | 243.3267
Sewer Gravity MainsPVC Pipe Gravity Mains225b |  | PVC Pipe Gravity Mains | 225b | 350.0907
Sewer Gravity MainsPVC Pipe Gravity Mains225c |  | PVC Pipe Gravity Mains | 225c | 456.8547
Sewer Gravity MainsPVC Pipe Gravity Mains225d |  | PVC Pipe Gravity Mains | 225d | 563.6187
Sewer Gravity MainsPVC Pipe Gravity Mains225e |  | PVC Pipe Gravity Mains | 225e | 670.3827
Sewer Gravity MainsPVC Pipe Gravity Mains225f |  | PVC Pipe Gravity Mains | 225f | 777.1467
Sewer Gravity MainsPVC Pipe Gravity Mains225g |  | PVC Pipe Gravity Mains | 225g | 883.9107
Sewer Gravity MainsPVC Pipe Gravity Mains300 |  | PVC Pipe Gravity Mains | 300 | 821.7204
Gravity Sewer Manholes
| Material |  | Diameter | Unit Cost
Gravity Sewer ManholesManhole0.08 | Manhole | Manhole | 0.08 | 2001
Gravity Sewer ManholesManhole0.27 |  | Manhole | 0.27 | 2191
Gravity Sewer ManholesManhole0.48 |  | Manhole | 0.48 | 2402
Gravity Sewer ManholesManhole0.7 |  | Manhole | 0.7 | 2623
Gravity Sewer ManholesManhole0.76 |  | Manhole | 0.76 | 2683
Gravity Sewer ManholesManhole0.77 |  | Manhole | 0.77 | 2693
Gravity Sewer ManholesManhole0.79 |  | Manhole | 0.79 | 2713
Gravity Sewer ManholesManhole0.83 |  | Manhole | 0.83 | 2753
Gravity Sewer ManholesManhole0.84 |  | Manhole | 0.84 | 2763
Gravity Sewer ManholesManhole0.85 |  | Manhole | 0.85 | 2773
Gravity Sewer ManholesManhole0.86 |  | Manhole | 0.86 | 2783
Gravity Sewer ManholesManhole0.88 |  | Manhole | 0.88 | 2803
Gravity Sewer ManholesManhole0.9 |  | Manhole | 0.9 | 2823
Gravity Sewer ManholesManhole0.91 |  | Manhole | 0.91 | 2833
Gravity Sewer ManholesManhole0.93 |  | Manhole | 0.93 | 2854
Gravity Sewer ManholesManhole0.95 |  | Manhole | 0.95 | 2874
Gravity Sewer ManholesManhole0.97 |  | Manhole | 0.97 | 2894
Gravity Sewer ManholesManhole0.99 |  | Manhole | 0.99 | 2914
Gravity Sewer ManholesManhole1 |  | Manhole | 1 | 2924
Gravity Sewer ManholesManhole1.01 |  | Manhole | 1.01 | 2934
Gravity Sewer ManholesManhole1.02 |  | Manhole | 1.02 | 2944
Gravity Sewer ManholesManhole1.04 |  | Manhole | 1.04 | 2964
Gravity Sewer ManholesManhole1.05 |  | Manhole | 1.05 | 2974
Gravity Sewer ManholesManhole1.06 |  | Manhole | 1.06 | 2984
Gravity Sewer ManholesManhole1.06 |  | Manhole | 1.06 | 2984
Gravity Sewer ManholesManhole1.07 |  | Manhole | 1.07 | 2994
Gravity Sewer ManholesManhole1.08 |  | Manhole | 1.08 | 3004
Gravity Sewer ManholesManhole1.1 |  | Manhole | 1.1 | 3024
Gravity Sewer ManholesManhole1.11 |  | Manhole | 1.11 | 3034
Gravity Sewer ManholesManhole1.12 |  | Manhole | 1.12 | 3044
Gravity Sewer ManholesManhole1.13 |  | Manhole | 1.13 | 3054
Gravity Sewer ManholesManhole1.14 |  | Manhole | 1.14 | 3064
Gravity Sewer ManholesManhole1.15 |  | Manhole | 1.15 | 3074
Gravity Sewer ManholesManhole1.16 |  | Manhole | 1.16 | 3084
Gravity Sewer ManholesManhole1.17 |  | Manhole | 1.17 | 3094
Gravity Sewer ManholesManhole1.18 |  | Manhole | 1.18 | 3104
Gravity Sewer ManholesManhole1.2 |  | Manhole | 1.2 | 3124
Gravity Sewer ManholesManhole1.21 |  | Manhole | 1.21 | 3134
Gravity Sewer ManholesManhole1.22 |  | Manhole | 1.22 | 3144
Gravity Sewer ManholesManhole1.23 |  | Manhole | 1.23 | 3154
Gravity Sewer ManholesManhole1.24 |  | Manhole | 1.24 | 3165
Gravity Sewer ManholesManhole1.26 |  | Manhole | 1.26 | 3185
Gravity Sewer ManholesManhole1.28 |  | Manhole | 1.28 | 3205
Gravity Sewer ManholesManhole1.29 |  | Manhole | 1.29 | 3215
Gravity Sewer ManholesManhole1.3 |  | Manhole | 1.3 | 3225
Gravity Sewer ManholesManhole1.31 |  | Manhole | 1.31 | 3235
Gravity Sewer ManholesManhole1.32 |  | Manhole | 1.32 | 3245
Gravity Sewer ManholesManhole1.34 |  | Manhole | 1.34 | 3265
Gravity Sewer ManholesManhole1.35 |  | Manhole | 1.35 | 3275
Gravity Sewer ManholesManhole1.36 |  | Manhole | 1.36 | 3285
Gravity Sewer ManholesManhole1.37 |  | Manhole | 1.37 | 3295
Gravity Sewer ManholesManhole1.38 |  | Manhole | 1.38 | 3305
Gravity Sewer ManholesManhole1.39 |  | Manhole | 1.39 | 3315
Gravity Sewer ManholesManhole1.4 |  | Manhole | 1.4 | 3325
Gravity Sewer ManholesManhole1.41 |  | Manhole | 1.41 | 3335
Gravity Sewer ManholesManhole1.43 |  | Manhole | 1.43 | 3355
Gravity Sewer ManholesManhole1.44 |  | Manhole | 1.44 | 3365
Gravity Sewer ManholesManhole1.45 |  | Manhole | 1.45 | 3375
Gravity Sewer ManholesManhole1.46 |  | Manhole | 1.46 | 3385
Gravity Sewer ManholesManhole1.47 |  | Manhole | 1.47 | 3395
Gravity Sewer ManholesManhole1.49 |  | Manhole | 1.49 | 3415
Gravity Sewer ManholesManhole1.5 |  | Manhole | 1.5 | 3425
Gravity Sewer ManholesManhole1.51 |  | Manhole | 1.51 | 3435
Gravity Sewer ManholesManhole1.52 |  | Manhole | 1.52 | 3445
Gravity Sewer ManholesManhole1.53 |  | Manhole | 1.53 | 3455
Gravity Sewer ManholesManhole1.55 |  | Manhole | 1.55 | 3475
Gravity Sewer ManholesManhole1.56 |  | Manhole | 1.56 | 3486
Gravity Sewer ManholesManhole1.57 |  | Manhole | 1.57 | 3496
Gravity Sewer ManholesManhole1.58 |  | Manhole | 1.58 | 3506
Gravity Sewer ManholesManhole1.59 |  | Manhole | 1.59 | 3516
Gravity Sewer ManholesManhole1.6 |  | Manhole | 1.6 | 3526
Gravity Sewer ManholesManhole1.62 |  | Manhole | 1.62 | 3546
Gravity Sewer ManholesManhole1.63 |  | Manhole | 1.63 | 3556
Gravity Sewer ManholesManhole1.64 |  | Manhole | 1.64 | 3566
Gravity Sewer ManholesManhole1.66 |  | Manhole | 1.66 | 3586
Gravity Sewer ManholesManhole1.67 |  | Manhole | 1.67 | 3596
Gravity Sewer ManholesManhole1.68 |  | Manhole | 1.68 | 3606
Gravity Sewer ManholesManhole1.69 |  | Manhole | 1.69 | 3616
Gravity Sewer ManholesManhole1.7 |  | Manhole | 1.7 | 3626
Gravity Sewer ManholesManhole1.71 |  | Manhole | 1.71 | 3636
Gravity Sewer ManholesManhole1.73 |  | Manhole | 1.73 | 3656
Gravity Sewer ManholesManhole1.74 |  | Manhole | 1.74 | 3666
Gravity Sewer ManholesManhole1.75 |  | Manhole | 1.75 | 3676
Gravity Sewer ManholesManhole1.76 |  | Manhole | 1.76 | 3686
Gravity Sewer ManholesManhole1.78 |  | Manhole | 1.78 | 3706
Gravity Sewer ManholesManhole1.8 |  | Manhole | 1.8 | 3726
Gravity Sewer ManholesManhole1.82 |  | Manhole | 1.82 | 3746
Gravity Sewer ManholesManhole1.84 |  | Manhole | 1.84 | 3766
Gravity Sewer ManholesManhole1.85 |  | Manhole | 1.85 | 3776
Gravity Sewer ManholesManhole1.86 |  | Manhole | 1.86 | 3786
Gravity Sewer ManholesManhole1.87 |  | Manhole | 1.87 | 3797
Gravity Sewer ManholesManhole1.88 |  | Manhole | 1.88 | 3807
Gravity Sewer ManholesManhole1.89 |  | Manhole | 1.89 | 3817
Gravity Sewer ManholesManhole1.9 |  | Manhole | 1.9 | 3827
Gravity Sewer ManholesManhole1.92 |  | Manhole | 1.92 | 3847
Gravity Sewer ManholesManhole1.93 |  | Manhole | 1.93 | 3857
Gravity Sewer ManholesManhole1.95 |  | Manhole | 1.95 | 3877
Gravity Sewer ManholesManhole1.96 |  | Manhole | 1.96 | 3887
Gravity Sewer ManholesManhole1.97 |  | Manhole | 1.97 | 3897
Gravity Sewer ManholesManhole1.99 |  | Manhole | 1.99 | 3917
Gravity Sewer ManholesManhole2 |  | Manhole | 2 | 3927
Gravity Sewer ManholesManhole2.01 |  | Manhole | 2.01 | 3937
Gravity Sewer ManholesManhole2.02 |  | Manhole | 2.02 | 3947
Gravity Sewer ManholesManhole2.02 |  | Manhole | 2.02 | 3947
Gravity Sewer ManholesManhole2.04 |  | Manhole | 2.04 | 3967
Gravity Sewer ManholesManhole2.05 |  | Manhole | 2.05 | 3977
Gravity Sewer ManholesManhole2.06 |  | Manhole | 2.06 | 3987
Gravity Sewer ManholesManhole2.07 |  | Manhole | 2.07 | 3997
Gravity Sewer ManholesManhole2.08 |  | Manhole | 2.08 | 4007
Gravity Sewer ManholesManhole2.09 |  | Manhole | 2.09 | 4017
Gravity Sewer ManholesManhole2.1 |  | Manhole | 2.1 | 4027
Gravity Sewer ManholesManhole2.11 |  | Manhole | 2.11 | 4037
Gravity Sewer ManholesManhole2.16 |  | Manhole | 2.16 | 4087
Gravity Sewer ManholesManhole2.17 |  | Manhole | 2.17 | 4097
Gravity Sewer ManholesManhole2.18 |  | Manhole | 2.18 | 4107
Gravity Sewer ManholesManhole2.19 |  | Manhole | 2.19 | 4118
Gravity Sewer ManholesManhole2.22 |  | Manhole | 2.22 | 4148
Gravity Sewer ManholesManhole2.24 |  | Manhole | 2.24 | 4168
Gravity Sewer ManholesManhole2.25 |  | Manhole | 2.25 | 4178
Gravity Sewer ManholesManhole2.26 |  | Manhole | 2.26 | 4188
Gravity Sewer ManholesManhole2.27 |  | Manhole | 2.27 | 4198
Gravity Sewer ManholesManhole2.28 |  | Manhole | 2.28 | 4208
Gravity Sewer ManholesManhole2.29 |  | Manhole | 2.29 | 4218
Gravity Sewer ManholesManhole2.3 |  | Manhole | 2.3 | 4228
Gravity Sewer ManholesManhole2.33 |  | Manhole | 2.33 | 4258
Gravity Sewer ManholesManhole2.34 |  | Manhole | 2.34 | 4268
Gravity Sewer ManholesManhole2.35 |  | Manhole | 2.35 | 4278
Gravity Sewer ManholesManhole2.36 |  | Manhole | 2.36 | 4288
Gravity Sewer ManholesManhole2.37 |  | Manhole | 2.37 | 4298
Gravity Sewer ManholesManhole2.38 |  | Manhole | 2.38 | 4308
Gravity Sewer ManholesManhole2.39 |  | Manhole | 2.39 | 4318
Gravity Sewer ManholesManhole2.4 |  | Manhole | 2.4 | 4328
Gravity Sewer ManholesManhole2.42 |  | Manhole | 2.42 | 4348
Gravity Sewer ManholesManhole2.45 |  | Manhole | 2.45 | 4378
Gravity Sewer ManholesManhole2.47 |  | Manhole | 2.47 | 4398
Gravity Sewer ManholesManhole2.48 |  | Manhole | 2.48 | 4408
Gravity Sewer ManholesManhole2.5 |  | Manhole | 2.5 | 4027
Gravity Sewer ManholesManhole2.51 |  | Manhole | 2.51 | 4439
Gravity Sewer ManholesManhole2.52 |  | Manhole | 2.52 | 4449
Gravity Sewer ManholesManhole2.54 |  | Manhole | 2.54 | 4469
Gravity Sewer ManholesManhole2.55 |  | Manhole | 2.55 | 4479
Gravity Sewer ManholesManhole2.57 |  | Manhole | 2.57 | 4499
Gravity Sewer ManholesManhole2.58 |  | Manhole | 2.58 | 4509
Gravity Sewer ManholesManhole2.59 |  | Manhole | 2.59 | 4519
Gravity Sewer ManholesManhole2.6 |  | Manhole | 2.6 | 4529
Gravity Sewer ManholesManhole2.61 |  | Manhole | 2.61 | 4539
Gravity Sewer ManholesManhole2.62 |  | Manhole | 2.62 | 4549
Gravity Sewer ManholesManhole2.63 |  | Manhole | 2.63 | 4559
Gravity Sewer ManholesManhole2.65 |  | Manhole | 2.65 | 4579
Gravity Sewer ManholesManhole2.66 |  | Manhole | 2.66 | 4589
Gravity Sewer ManholesManhole2.67 |  | Manhole | 2.67 | 4599
Gravity Sewer ManholesManhole2.68 |  | Manhole | 2.68 | 4609
Gravity Sewer ManholesManhole2.69 |  | Manhole | 2.69 | 4619
Gravity Sewer ManholesManhole2.73 |  | Manhole | 2.73 | 4659
Gravity Sewer ManholesManhole2.75 |  | Manhole | 2.75 | 4679
Gravity Sewer ManholesManhole2.76 |  | Manhole | 2.76 | 4689
Gravity Sewer ManholesManhole2.79 |  | Manhole | 2.79 | 4719
Gravity Sewer ManholesManhole2.84 |  | Manhole | 2.84 | 4770
Gravity Sewer ManholesManhole2.87 |  | Manhole | 2.87 | 4800
Gravity Sewer ManholesManhole2.88 |  | Manhole | 2.88 | 4810
Gravity Sewer ManholesManhole2.89 |  | Manhole | 2.89 | 4820
Gravity Sewer ManholesManhole2.92 |  | Manhole | 2.92 | 4850
Gravity Sewer ManholesManhole2.93 |  | Manhole | 2.93 | 4860
Gravity Sewer ManholesManhole2.96 |  | Manhole | 2.96 | 4890
Gravity Sewer ManholesManhole2.97 |  | Manhole | 2.97 | 4900
Gravity Sewer ManholesManhole2.98 |  | Manhole | 2.98 | 4910
Gravity Sewer ManholesManhole3 |  | Manhole | 3 | 4930
Gravity Sewer ManholesManhole3.01 |  | Manhole | 3.01 | 4940
Gravity Sewer ManholesManhole3.03 |  | Manhole | 3.03 | 4960
Gravity Sewer ManholesManhole3.03 |  | Manhole | 3.03 | 4960
Gravity Sewer ManholesManhole3.04 |  | Manhole | 3.04 | 4970
Gravity Sewer ManholesManhole3.05 |  | Manhole | 3.05 | 4980
Gravity Sewer ManholesManhole3.06 |  | Manhole | 3.06 | 4990
Gravity Sewer ManholesManhole3.08 |  | Manhole | 3.08 | 5010
Gravity Sewer ManholesManhole3.1 |  | Manhole | 3.1 | 5030
Gravity Sewer ManholesManhole3.11 |  | Manhole | 3.11 | 5040
Gravity Sewer ManholesManhole3.12 |  | Manhole | 3.12 | 5050
Gravity Sewer ManholesManhole3.2 |  | Manhole | 3.2 | 5131
Gravity Sewer ManholesManhole3.22 |  | Manhole | 3.22 | 5151
Gravity Sewer ManholesManhole3.23 |  | Manhole | 3.23 | 5161
Gravity Sewer ManholesManhole3.24 |  | Manhole | 3.24 | 5171
Gravity Sewer ManholesManhole3.25 |  | Manhole | 3.25 | 5181
Gravity Sewer ManholesManhole3.26 |  | Manhole | 3.26 | 5191
Gravity Sewer ManholesManhole3.27 |  | Manhole | 3.27 | 5201
Gravity Sewer ManholesManhole3.28 |  | Manhole | 3.28 | 5211
Gravity Sewer ManholesManhole3.29 |  | Manhole | 3.29 | 5221
Gravity Sewer ManholesManhole3.3 |  | Manhole | 3.3 | 5231
Gravity Sewer ManholesManhole3.33 |  | Manhole | 3.33 | 5261
Gravity Sewer ManholesManhole3.36 |  | Manhole | 3.36 | 5291
Gravity Sewer ManholesManhole3.38 |  | Manhole | 3.38 | 5311
Gravity Sewer ManholesManhole3.4 |  | Manhole | 3.4 | 5331
Gravity Sewer ManholesManhole3.41 |  | Manhole | 3.41 | 5341
Gravity Sewer ManholesManhole3.42 |  | Manhole | 3.42 | 5351
Gravity Sewer ManholesManhole3.43 |  | Manhole | 3.43 | 5361
Gravity Sewer ManholesManhole3.45 |  | Manhole | 3.45 | 5381
Gravity Sewer ManholesManhole3.46 |  | Manhole | 3.46 | 5392
Gravity Sewer ManholesManhole3.47 |  | Manhole | 3.47 | 5402
Gravity Sewer ManholesManhole3.5 |  | Manhole | 3.5 | 5432
Gravity Sewer ManholesManhole3.52 |  | Manhole | 3.52 | 5452
Gravity Sewer ManholesManhole3.53 |  | Manhole | 3.53 | 5462
Gravity Sewer ManholesManhole3.56 |  | Manhole | 3.56 | 5492
Gravity Sewer ManholesManhole3.57 |  | Manhole | 3.57 | 5502
Gravity Sewer ManholesManhole3.58 |  | Manhole | 3.58 | 5512
Gravity Sewer ManholesManhole3.6 |  | Manhole | 3.6 | 5532
Gravity Sewer ManholesManhole3.61 |  | Manhole | 3.61 | 5542
Gravity Sewer ManholesManhole3.64 |  | Manhole | 3.64 | 5572
Gravity Sewer ManholesManhole3.65 |  | Manhole | 3.65 | 5582
Gravity Sewer ManholesManhole3.66 |  | Manhole | 3.66 | 5592
Gravity Sewer ManholesManhole3.67 |  | Manhole | 3.67 | 5602
Gravity Sewer ManholesManhole3.69 |  | Manhole | 3.69 | 5622
Gravity Sewer ManholesManhole3.71 |  | Manhole | 3.71 | 5642
Gravity Sewer ManholesManhole3.73 |  | Manhole | 3.73 | 5662
Gravity Sewer ManholesManhole3.74 |  | Manhole | 3.74 | 5672
Gravity Sewer ManholesManhole3.75 |  | Manhole | 3.75 | 5682
Gravity Sewer ManholesManhole3.76 |  | Manhole | 3.76 | 5692
Gravity Sewer ManholesManhole3.8 |  | Manhole | 3.8 | 5733
Gravity Sewer ManholesManhole3.81 |  | Manhole | 3.81 | 5743
Gravity Sewer ManholesManhole3.82 |  | Manhole | 3.82 | 5753
Gravity Sewer ManholesManhole3.85 |  | Manhole | 3.85 | 5783
Gravity Sewer ManholesManhole3.88 |  | Manhole | 3.88 | 5813
Gravity Sewer ManholesManhole3.89 |  | Manhole | 3.89 | 5823
Gravity Sewer ManholesManhole3.92 |  | Manhole | 3.92 | 5853
Gravity Sewer ManholesManhole3.97 |  | Manhole | 3.97 | 5903
Gravity Sewer ManholesManhole3.98 |  | Manhole | 3.98 | 5913
Gravity Sewer ManholesManhole3.99 |  | Manhole | 3.99 | 5923
Gravity Sewer ManholesManhole4 |  | Manhole | 4 | 5933
Gravity Sewer ManholesManhole4.01 |  | Manhole | 4.01 | 5943
Gravity Sewer ManholesManhole4.02 |  | Manhole | 4.02 | 5953
Gravity Sewer ManholesManhole4.05 |  | Manhole | 4.05 | 5983
Gravity Sewer ManholesManhole4.06 |  | Manhole | 4.06 | 5993
Gravity Sewer ManholesManhole4.12 |  | Manhole | 4.12 | 6054
Gravity Sewer ManholesManhole4.19 |  | Manhole | 4.19 | 6124
Gravity Sewer ManholesManhole4.21 |  | Manhole | 4.21 | 6144
Gravity Sewer ManholesManhole4.25 |  | Manhole | 4.25 | 6184
Gravity Sewer ManholesManhole4.26 |  | Manhole | 4.26 | 6194
Gravity Sewer ManholesManhole4.31 |  | Manhole | 4.31 | 6244
Gravity Sewer ManholesManhole4.32 |  | Manhole | 4.32 | 6254
Gravity Sewer ManholesManhole4.33 |  | Manhole | 4.33 | 6264
Gravity Sewer ManholesManhole4.34 |  | Manhole | 4.34 | 6274
Gravity Sewer ManholesManhole4.35 |  | Manhole | 4.35 | 6284
Gravity Sewer ManholesManhole4.38 |  | Manhole | 4.38 | 6314
Gravity Sewer ManholesManhole4.4 |  | Manhole | 4.4 | 6334
Gravity Sewer ManholesManhole4.43 |  | Manhole | 4.43 | 6365
Gravity Sewer ManholesManhole4.49 |  | Manhole | 4.49 | 6425
Gravity Sewer ManholesManhole4.51 |  | Manhole | 4.51 | 6445
Gravity Sewer ManholesManhole4.55 |  | Manhole | 4.55 | 6485
Gravity Sewer ManholesManhole4.59 |  | Manhole | 4.59 | 6525
Gravity Sewer ManholesManhole4.6 |  | Manhole | 4.6 | 6535
Gravity Sewer ManholesManhole4.62 |  | Manhole | 4.62 | 6555
Gravity Sewer ManholesManhole4.67 |  | Manhole | 4.67 | 6605
Gravity Sewer ManholesManhole4.68 |  | Manhole | 4.68 | 6615
Gravity Sewer ManholesManhole4.72 |  | Manhole | 4.72 | 6656
Gravity Sewer ManholesManhole4.73 |  | Manhole | 4.73 | 6666
Gravity Sewer ManholesManhole4.75 |  | Manhole | 4.75 | 6686
Gravity Sewer ManholesManhole4.82 |  | Manhole | 4.82 | 6756
Gravity Sewer ManholesManhole4.85 |  | Manhole | 4.85 | 6786
Gravity Sewer ManholesManhole4.87 |  | Manhole | 4.87 | 6806
Gravity Sewer ManholesManhole4.89 |  | Manhole | 4.89 | 6826
Gravity Sewer ManholesManhole4.94 |  | Manhole | 4.94 | 6876
Gravity Sewer ManholesManhole4.95 |  | Manhole | 4.95 | 6886
Gravity Sewer ManholesManhole5 |  | Manhole | 5 | 6936
Gravity Sewer ManholesManhole5.03 |  | Manhole | 5.03 | 6966
Gravity Sewer ManholesManhole5.05 |  | Manhole | 5.05 | 6987
Gravity Sewer ManholesManhole5.11 |  | Manhole | 5.11 | 7047
Gravity Sewer ManholesManhole5.2 |  | Manhole | 5.2 | 7137
Gravity Sewer ManholesManhole5.22 |  | Manhole | 5.22 | 7157
Gravity Sewer ManholesManhole5.27 |  | Manhole | 5.27 | 7207
Gravity Sewer ManholesManhole5.37 |  | Manhole | 5.37 | 7308
Gravity Sewer ManholesManhole5.59 |  | Manhole | 5.59 | 7528
Gravity Sewer ManholesManhole5.72 |  | Manhole | 5.72 | 7659
Gravity Sewer ManholesManhole5.97 |  | Manhole | 5.97 | 7909
Gravity Sewer ManholesManhole6 |  | Manhole | 6 | 7940
Gravity Sewer ManholesManhole6.06 |  | Manhole | 6.06 | 8000
Gravity Sewer ManholesManhole6.08 |  | Manhole | 6.08 | 8020
Gravity Sewer ManholesManhole6.2 |  | Manhole | 6.2 | 8140
Gravity Sewer ManholesManhole6.24 |  | Manhole | 6.24 | 8180
Gravity Sewer ManholesManhole6.43 |  | Manhole | 6.43 | 8371
Gravity Sewer ManholesManhole6.67 |  | Manhole | 6.67 | 8612
Gravity Sewer ManholesManhole6.71 |  | Manhole | 6.71 | 8652
Gravity Sewer ManholesManhole6.75 |  | Manhole | 6.75 | 8692
Gravity Sewer ManholesManhole6.87 |  | Manhole | 6.87 | 8812
Gravity Sewer ManholesManhole6.92 |  | Manhole | 6.92 | 8862
Gravity Sewer ManholesManhole6.94 |  | Manhole | 6.94 | 8883
Gravity Sewer ManholesManhole6.95 |  | Manhole | 6.95 | 8893
Gravity Sewer ManholesManhole7 |  | Manhole | 7 | 8943
Gravity Sewer ManholesManhole7.09 |  | Manhole | 7.09 | 9033
Gravity Sewer ManholesManhole9.07 |  | Manhole | 9.07 | 11019
Gravity Sewer ManholesManhole10.24 |  | Manhole | 10.24 | 12193
Gravity Sewer ManholesManhole10.28 |  | Manhole | 10.28 | 12233
Gravity Sewer ManholesManhole13.91 |  | Manhole | 13.91 | 15875
Gravity Sewer ManholesManhole33.01 |  | Manhole | 33.01 | 35035
Sewer Gravity Main Valves
| Material |  | Diameter | Unit Cost
Sewer Gravity Main ValvesStop Valve Sewer150 | Stop Valve Sewer | Stop Valve Sewer | 150 | 1850
|  | Stop Valve Sewer | 375 | 5450

## Water Unit Rates (hidden)
Water Hydrants
| Material |  | Diameter | Unit Cost
Water HydrantsHydrant50 | Hydrant | Hydrant | 50 | 1940
Water HydrantsHydrant63 |  | Hydrant | 63 | 1940
Water HydrantsHydrant100 |  | Hydrant | 100 | 1940
Water HydrantsHydrant125 |  | Hydrant | 125 | 1940
Water HydrantsHydrant150 |  | Hydrant | 150 | 2240
Water HydrantsHydrant180 |  | Hydrant | 180 | 2500
Water HydrantsHydrant200 |  | Hydrant | 200 | 2800
Water HydrantsHydrant225 |  | Hydrant | 225 | 2800
Water HydrantsHydrant250 |  | Hydrant | 250 | 3200
Water HydrantsHydrant300 |  | Hydrant | 300 | 4000
Water Reuse Mains
| Material |  | Diameter | Unit Cost
Water Reuse MainsDuctile Iron Cement Lined Pipe100 | Ductile Iron Cement Lined Pipe | Ductile Iron Cement Lined Pipe | 100 | 216
Water Reuse MainsDuctile Iron Cement Lined Pipe200 | Polyethylene Pipe | Ductile Iron Cement Lined Pipe | 200 | 389
Water Reuse MainsDuctile Iron Cement Lined Pipe225 | PVC | Ductile Iron Cement Lined Pipe | 225 | 432
Water Reuse MainsDuctile Iron Cement Lined Pipe250 |  | Ductile Iron Cement Lined Pipe | 250 | 482
Water Reuse MainsDuctile Iron Cement Lined Pipe300 |  | Ductile Iron Cement Lined Pipe | 300 | 651
Water Reuse MainsPolyethylene Pipe25 |  | Polyethylene Pipe | 25 | 69
Water Reuse MainsPolyethylene Pipe32 |  | Polyethylene Pipe | 32 | 67
Water Reuse MainsPolyethylene Pipe50 |  | Polyethylene Pipe | 50 | 79
Water Reuse MainsPolyethylene Pipe63 |  | Polyethylene Pipe | 63 | 90
Water Reuse MainsPolyethylene Pipe75 |  | Polyethylene Pipe | 75 | 95
Water Reuse MainsPolyethylene Pipe90 |  | Polyethylene Pipe | 90 | 111
Water Reuse MainsPolyethylene Pipe100 |  | Polyethylene Pipe | 100 | 118
Water Reuse MainsPolyethylene Pipe110 |  | Polyethylene Pipe | 110 | 131
Water Reuse MainsPolyethylene Pipe125 |  | Polyethylene Pipe | 125 | 141
Water Reuse MainsPolyethylene Pipe150 |  | Polyethylene Pipe | 150 | 151
Water Reuse MainsPVC100 |  | PVC | 100 | 147
Water Reuse MainsPVC150 |  | PVC | 150 | 259
Water Reuse MainsPVC250 |  | PVC | 250 | 646
Water Reuse MainsPVC280 |  | PVC | 280 | 732
Water Reuse Valves
| Material |  | Diameter | Unit Cost
Water Reuse ValvesAir Valve0 | Stop Valve | Air Valve | 0 | 0
Water Reuse ValvesAir Valve25 | Air Valve | Air Valve | 25 | 2200
Water Reuse ValvesAir Valve50 | Scour Valve | Air Valve | 50 | 2900
Water Reuse ValvesAir Valve225 | Pressure Compensating Valve | Air Valve | 225 | 3800
Water Reuse ValvesPressure Compensating Valve80 |  | Pressure Compensating Valve | 80 | 5000
Water Reuse ValvesPressure Compensating Valve100 |  | Pressure Compensating Valve | 100 | 7500
Water Reuse ValvesScour Valve50 |  | Scour Valve | 50 | 145
Water Reuse ValvesScour Valve80 |  | Scour Valve | 80 | 650
Water Reuse ValvesScour Valve150 |  | Scour Valve | 150 | 1200
Water Reuse ValvesStop Valve25 |  | Stop Valve | 25 | 65
Water Reuse ValvesStop Valve50 |  | Stop Valve | 50 | 145
Water Reuse ValvesStop Valve63 |  | Stop Valve | 63 | 380
Water Reuse ValvesStop Valve80 |  | Stop Valve | 80 | 650
Water Reuse ValvesStop Valve100 |  | Stop Valve | 100 | 1200
Water Reuse ValvesStop Valve150 |  | Stop Valve | 150 | 1850
Water Reuse ValvesStop Valve200 |  | Stop Valve | 200 | 3000
Water Reuse ValvesStop Valve225 |  | Stop Valve | 225 | 3300
Water Reuse ValvesStop Valve250 |  | Stop Valve | 250 | 3600
Water Reuse ValvesStop Valve300 |  | Stop Valve | 300 | 4850
Water Mains
| Material |  | Diameter | Unit Cost
Water MainsDuctile Iron Cement Lined Pipe100 | PVC Pipe | Ductile Iron Cement Lined Pipe | 100 | 216 | Trunk Main
Water MainsDuctile Iron Cement Lined Pipe150 | Ductile Iron Cement Lined Pipe | Ductile Iron Cement Lined Pipe | 150 | 304 | Reticulation Main
Water MainsDuctile Iron Cement Lined Pipe200 | Polyethylene Pipe | Ductile Iron Cement Lined Pipe | 200 | 389 | Channel
Water MainsDuctile Iron Cement Lined Pipe225 | Glass Reinforced Plastic Pipe | Ductile Iron Cement Lined Pipe | 225 | 432 | Water Meter
Water MainsDuctile Iron Cement Lined Pipe250 |  | Ductile Iron Cement Lined Pipe | 250 | 482
Water MainsDuctile Iron Cement Lined Pipe300 |  | Ductile Iron Cement Lined Pipe | 300 | 651
Water MainsDuctile Iron Cement Lined Pipe315 |  | Ductile Iron Cement Lined Pipe | 315 | 759
Water MainsDuctile Iron Cement Lined Pipe375 |  | Ductile Iron Cement Lined Pipe | 375 | 879
Water MainsDuctile Iron Cement Lined Pipe450 |  | Ductile Iron Cement Lined Pipe | 450 | 1158
Water MainsGlass Reinforced Plastic Pipe300 |  | Glass Reinforced Plastic Pipe | 300 | 611
Water MainsGlass Reinforced Plastic Pipe400 |  | Glass Reinforced Plastic Pipe | 400 | 760
Water MainsPolyethylene Pipe20 |  | Polyethylene Pipe | 20 | 65
Water MainsPolyethylene Pipe25 |  | Polyethylene Pipe | 25 | 69
Water MainsPolyethylene Pipe32 |  | Polyethylene Pipe | 32 | 67
Water MainsPolyethylene Pipe40 |  | Polyethylene Pipe | 40 | 72
Water MainsPolyethylene Pipe50 |  | Polyethylene Pipe | 50 | 79
Water MainsPolyethylene Pipe63 |  | Polyethylene Pipe | 63 | 90
Water MainsPolyethylene Pipe75 |  | Polyethylene Pipe | 75 | 95
Water MainsPolyethylene Pipe90 |  | Polyethylene Pipe | 90 | 111
Water MainsPolyethylene Pipe100 |  | Polyethylene Pipe | 100 | 118
Water MainsPolyethylene Pipe110 |  | Polyethylene Pipe | 110 | 131
Water MainsPolyethylene Pipe125 |  | Polyethylene Pipe | 125 | 141
Water MainsPolyethylene Pipe150 |  | Polyethylene Pipe | 150 | 151
Water MainsPVC Pipe20 |  | PVC Pipe | 20 | 76
Water MainsPVC Pipe25 |  | PVC Pipe | 25 | 84
Water MainsPVC Pipe32 |  | PVC Pipe | 32 | 79
Water MainsPVC Pipe40 |  | PVC Pipe | 40 | 82
Water MainsPVC Pipe50 |  | PVC Pipe | 50 | 90
Water MainsPVC Pipe63 |  | PVC Pipe | 63 | 101
Water MainsPVC Pipe80 |  | PVC Pipe | 80 | 111
Water MainsPVC Pipe100 |  | PVC Pipe | 100 | 147
Water MainsPVC Pipe125 |  | PVC Pipe | 125 | 155
Water MainsPVC Pipe140 |  | PVC Pipe | 140 | 174
Water MainsPVC Pipe150 |  | PVC Pipe | 150 | 259
Water MainsPVC Pipe180 |  | PVC Pipe | 180 | 298
Water MainsPVC Pipe200 |  | PVC Pipe | 200 | 336
Water MainsPVC Pipe225 |  | PVC Pipe | 225 | 566
Water MainsPVC Pipe250 |  | PVC Pipe | 250 | 646
Water MainsPVC Pipe280 |  | PVC Pipe | 280 | 732
Water MainsPVC Pipe300 |  | PVC Pipe | 300 | 806
Water MainsPVC Pipe375 |  | PVC Pipe | 375 | 1289
Water Valves
| Material |  | Diameter | Unit Cost
Water ValvesAir Valve Automatic100 | Air Valve Automatic | Air Valve Automatic | 100 | 2454
Water ValvesAir Valve Automatic150 | Butterfly Valve | Air Valve Automatic | 150 | 2600
Water ValvesAir Valve Automatic200 | Check Valve | Air Valve Automatic | 200 | 2700
Water ValvesAir Valve Automatic250 | Pressure Reduction Valve | Air Valve Automatic | 250 | 3000
Water ValvesAir Valve Automatic300 | Scour Valve | Air Valve Automatic | 300 | 3500
Water ValvesAir Valve Automatic375 | Stop Valve | Air Valve Automatic | 375 | 4000
Water ValvesAir Valve Automatic400 | Valve Pit | Air Valve Automatic | 400 | 4500
Water ValvesButterfly Valve100 |  | Butterfly Valve | 100 | 750
Water ValvesCheck Valve100 |  | Check Valve | 100 | 4050
Water ValvesPressure Reduction Valve80 |  | Pressure Reduction Valve | 80 | 5000
Water ValvesPressure Reduction Valve100 |  | Pressure Reduction Valve | 100 | 7500
Water ValvesPressure Reduction Valve150 |  | Pressure Reduction Valve | 150 | 9000
Water ValvesScour Valve50 |  | Scour Valve | 50 | 145
Water ValvesScour Valve80 |  | Scour Valve | 80 | 650
Water ValvesScour Valve100 |  | Scour Valve | 100 | 1200
Water ValvesScour Valve150 |  | Scour Valve | 150 | 1200
Water ValvesScour Valve200 |  | Scour Valve | 200 | 1200
Water ValvesScour Valve225 |  | Scour Valve | 225 | 1200
Water ValvesScour Valve250 |  | Scour Valve | 250 | 1200
Water ValvesScour Valve300 |  | Scour Valve | 300 | 1200
Water ValvesScour Valve400 |  | Scour Valve | 400 | 1850
Water ValvesStop Valve25 |  | Stop Valve | 25 | 65
Water ValvesStop Valve32 |  | Stop Valve | 32 | 100
Water ValvesStop Valve40 |  | Stop Valve | 40 | 115
Water ValvesStop Valve50 |  | Stop Valve | 50 | 145
Water ValvesStop Valve63 |  | Stop Valve | 63 | 380
Water ValvesStop Valve80 |  | Stop Valve | 80 | 650
Water ValvesStop Valve100 |  | Stop Valve | 100 | 1200
Water ValvesStop Valve125 |  | Stop Valve | 125 | 1550
Water ValvesStop Valve150 |  | Stop Valve | 150 | 1850
Water ValvesStop Valve180 |  | Stop Valve | 180 | 2500
Water ValvesStop Valve200 |  | Stop Valve | 200 | 3000
Water ValvesStop Valve225 |  | Stop Valve | 225 | 3300
Water ValvesStop Valve250 |  | Stop Valve | 250 | 3600
Water ValvesStop Valve300 |  | Stop Valve | 300 | 4850
Water ValvesStop Valve375 |  | Stop Valve | 375 | 5450
Water ValvesStop Valve400 |  | Stop Valve | 400 | 5700
Water ValvesStop Valve450 |  | Stop Valve | 450 | 6200
Water ValvesValve Pit100 |  | Valve Pit | 100 | 990