{"text_format":"1","workbook":"xlsx","n_sheets":3,"sheets":["Designer Input Sheet","Council Report Sheet","Design Model"],"not_rendered":{"charts":5,"images":0,"macros":1,"external_links":0,"defined_names":3,"comments":1,"pivot_tables":0},"unopened":[],"bounds":{"document_bytes":16777216,"sheet_cells":100000,"rows_first":2000,"rows_last":500,"rows_between":2000,"halvings":0,"cell_chars":16384,"cell_head_chars":4096},"cells_cut":0,"cells_raw":0,"read":"whole","date_system":"1900"}

{"sheet":"Designer Input Sheet","index":0,"n_rows":71,"n_cols":48,"rows_kept":71,"cut":false,"hidden":false,"merged":[[70,4,70,9],[3,4,3,8],[0,4,0,12],[13,5,13,8],[2,4,2,8],[5,4,5,8],[8,4,8,8],[10,4,10,8],[12,4,12,8],[52,4,52,9],[67,6,67,9],[56,4,56,8],[60,4,60,9],[36,4,36,11],[21,4,22,8],[28,4,29,11],[49,4,49,9],[34,4,34,8],[65,5,66,10]]}
["(cntl-r = record current parameters cntl-c = copy parameters from this sheet to model)",null,null,null,"\nByron OSMS Design Model\n(Disposal Area Calculator)\n",null,null,null,null,null,null,null,null,null,null,"rows","cols","colnames"]
["(cntl-c = copy parameters from this sheet to model)",null,null,null,{"$f":"CONCATENATE(\"Version: \",'Design Model'!C1)","v":"Version: On-site_Sewage_Management_System_Design_Model-Excel_version (3).xls"}]
["Head count by (1)  bedrooms /  (2)  persons",null,null,null,"Step 1 - Enter Number Of Bedrooms  ",null,null,null,null,"→","→","→",null,null,null,{"$f":"ROW()","v":3},{"$f":"COLUMN(M3)","v":13},{"$f":"ADDRESS(P3,Q3)","v":"$M$3"}]
["Bedrooms (gp1)",null,null,null,"Step 2 - Enter Blocksize",null,null,null,null,"→","→","→",null,null,null,{"$f":"ROW()","v":4},{"$f":"COLUMN(M4)","v":13},{"$f":"ADDRESS(P4,Q4)","v":"$M$4"}]
["Bedrooms (gp2)"]
["Persons (grp 1)",null,null,{"$f":"AC14","v":1},"Step 3 - Select Waterway Buffer",null,null,null,null,null,null,null,null,null,null,{"$f":"ROW()","v":6},{"$f":"COLUMN(D6)","v":4},{"$f":"ADDRESS(P6,Q6)","v":"$D$6"}]
["Persons (grp 2)"]
["Block size (ha)",null,null,null,null,null,null,null,null,null,null,null,null,null,null,null,null,null,null,null,null,null,null,null,null,null,null,null,null,null,null,null,null,null,null,null,null,null,null,null,null,null,null,null,null,null,false,true]
["Setback type listbox",null,null,null,"Step 4 - Enter Within Buffer Distance",null,null,null,null,"→","→","→",null,null,null,{"$f":"ROW()","v":9},{"$f":"COLUMN(M9)","v":13},{"$f":"ADDRESS(P9,Q9)","v":"$M$9"},null,null,null,null,null,null,null,null,null,null,null,null,null,null,null,null,null,null,null,null,null,null,null,null,null,null,null,null,false]
["Setback distance (m)"]
["Daily Effluent Flow per person (L/day)",null,null,null,"Step 5 - Select Water Supply"]
["Daily effluent water supply type listbox",null,null,4,null,null,null,null,null,null,null,null,null,null,null,{"$f":"ROW()","v":12},{"$f":"COLUMN(D12)","v":4},{"$f":"ADDRESS(P12,Q12)","v":"$D$12"}]
["toilet g1 tickbox",null,null,null,"Step 6 - Select Facilities/Water Usage",null,null,null,null,"→","→",null,null,null,null,null,null,null,null,null,null,null,null,null,null,null,null,null,null,{"$f":"INDEX(AE13:AF13,AC14)","v":20},20,10,"perm water"]
["bath g1 tickbox",null,null,false,null,"(select or deselect each checkbox)",null,null,null,null,null,null,null,null,null,{"$f":"ROW()","v":14},{"$f":"COLUMN(D14)","v":4},{"$f":"ADDRESS(P14,Q14)","v":"$D$14"},null,null,null,null,null,null,null,null,null,"Link cell",1,{"$f":"INDEX(AE14:AF14,AC14)","v":100},100,40,"intermittant water"]
["laundry g1 tickbox",null,null,null,null,null,null,null,null,"→","→"]
["kitchen g1 tickbox",null,null,false,null,null,null,null,null,null,null,null,null,null,null,{"$f":"ROW()","v":16},{"$f":"COLUMN(D16)","v":4},{"$f":"ADDRESS(P16,Q16)","v":"$D$16"}]
["toilet g2 tickbox",null,null,null,null,null,null,null,null,"→","→"]
["bath g2 tickbox",null,null,false,null,null,null,null,null,null,null,null,null,null,null,{"$f":"ROW()","v":18},{"$f":"COLUMN(D18)","v":4},{"$f":"ADDRESS(P18,Q18)","v":"$D$18"}]
["laundry g2 tickbox",null,null,null,null,null,null,null,null,"→","→"]
["kitchen g2 tickbox",null,null,false,null,null,null,null,null,null,null,null,null,null,null,{"$f":"ROW()","v":20},{"$f":"COLUMN(D20)","v":4},{"$f":"ADDRESS(P20,Q20)","v":"$D$20"}]
["Treatment system listbox"]
["% black to total wastewater in a full system: Water",null,null,6,"Step 7 - Select Treatment \n              Method",null,null,null,null,null,null,null,null,null,null,{"$f":"ROW()","v":22},{"$f":"COLUMN(D22)","v":4},{"$f":"ADDRESS(P22,Q22)","v":"$D$22"}]
["N production per person per year (kg/person/yr)"]
["% black to total wastewater in a full system: TN"]
["N loss in treatment system (% reduction)"]
["N loss in disposal bed (% reduction)"]
["N Plant Uptake rate  (kg/ha/year)"]
["P production per person per year (kg/person/yr)"]
["% black to total wastewater in a full system: TP",null,null,null,"Step 8 - Select Soil Type \n              ( 'Morand')"]
["P uptake by plants (Hp) (kg/ha/yr)"]
["P soil sorption  (Ps)                  (kg/ha/m depth)"]
["P soil sorption  according to soil type listbox",null,null,1,null,null,null,null,null,null,null,null,null,null,null,{"$f":"ROW()","v":32},{"$f":"COLUMN(D32)","v":4},{"$f":"ADDRESS(P32,Q32)","v":"$D$32"}]
["Water Table Depth (Wtd) (m)"]
["Buffer to Water  Table (Bwt) (m)"]
["Time for accumulation of P(years)",null,null,null,"Step 9 - Enter Depth To Water Table"]
["Crop factor(grass = 0.74)"]
["Crop coefficient (TRUE) / crop factor (FALSE)   tickbox",null,null,null,"Step 10 - Select Soil Texture & Structure Below System"]
["% Effective Rainfall"]
["Effective Rainfall listbox",null,null,2,null,null,null,null,null,null,null,null,null,null,null,{"$f":"ROW()","v":39},{"$f":"COLUMN(D39)","v":4},{"$f":"ADDRESS(P39,Q39)","v":"$D$39"}]
["Percolation (mm/day)"]
["Soil texture and structure beneath system listbox",null,null,1,null,null,null,null,null,null,null,null,null,null,null,{"$f":"ROW()","v":41},{"$f":"COLUMN(D41)","v":4},{"$f":"ADDRESS(P41,Q41)","v":"$D$41"}]
["Depth of root zone (m)"]
["Effective porosity of root zone"]
["Avail.Water of root zone"]
["Soil texture in rootzone listbox",null,null,1,null,null,null,null,null,null,null,null,null,null,null,{"$f":"ROW()","v":45},{"$f":"COLUMN(D45)","v":4},{"$f":"ADDRESS(P45,Q45)","v":"$D$45"}]
["Depth of trench below root zone (m)"]
["Effective porosity of trench below root zone"]
["Avail.Water of trench below root zone"]
["Permissable percentile exceedence"]
["Trench width (m)",null,null,null,"Step 11 -Select Disposal Area Slope/Type"]
["Lateral seepage  width (m)"]
["Disposal Type   SSI (1)   /  ETA  (2)  listbox",null,null,1,null,null,null,null,null,null,null,null,null,null,null,{"$f":"ROW()","v":52},{"$f":"COLUMN(D52)","v":4},{"$f":"ADDRESS(P52,Q52)","v":"$D$52"}]
["Number of trenches (spinner button)",null,null,null,"Step 12 - Select Soil Texture In Root Zone"]
["Hydraulic area (m2)"]
["Nitrogen area (m2)"]
["Phosphorus area (m2)"]
["Water balance area (m2) -  Cntl-q (see text)",null,null,null,"Step 13 - Select Land Application Type"]
["Final area (m2)"]
["N load plant uptake"]
["N load exceedence"]
["N load percolated (kg/yr)",null,null,null,"Step 14 - Select Calculate Button Below"]
["Total N load  released  (kg/yr)"]
[]
[]
[]
[null,null,null,null,null,"Minimum Land Application Area \nRequired (m2)"]
[]
[null,null,null,null,null,null,144.34814453125]
[]
[]
[null,null,null,null,"Step 15 - Select Print Button Below"]

{"sheet":"Council Report Sheet","index":1,"n_rows":62,"n_cols":2,"rows_kept":62,"cut":false,"hidden":false,"merged":[]}
[]
[{"$f":"CONCATENATE(\"Byron OSMS Design Model - \nversion \",'Design Model'!C1)","v":"Byron OSMS Design Model - \nversion On-site_Sewage_Management_System_Design_Model-Excel_version (3).xls"},{"$f":"CONCATENATE(\"Printed  \",TEXT(NOW(),\"dd mmm 'yy  hh:mm AM/PM\"))","v":"Printed  24 May '21  12:46 PM"}]
["Head count by (1)  bedrooms /  (2)  persons",1]
["Bedrooms (gp1)",3]
["Bedrooms (gp2)",0]
["Persons (grp 1)",4.5]
["Persons (grp 2)",0]
["Block size (ha)",10000]
["Setback type listbox",1]
["Setback distance (m)",100]
["Daily Effluent Flow per person (L/day)",115]
["Daily effluent water supply type listbox",4]
["toilet g1 tickbox",false]
["bath g1 tickbox",true]
["laundry g1 tickbox",true]
["kitchen g1 tickbox",true]
["toilet g2 tickbox",false]
["bath g2 tickbox",false]
["laundry g2 tickbox",false]
["kitchen g2 tickbox",false]
["Treatment system listbox",6]
["% black to total wastewater in a full system: Water",0.32]
["N production per person per year (kg/person/yr)",4.2]
["% black to total wastewater in a full system: TN",0.7]
["N loss in treatment system (% reduction)",0.5]
["N loss in disposal bed (% reduction)",0.2]
["N Plant Uptake rate  (kg/ha/year)",200]
["P production per person per year (kg/person/yr)",0.6]
["% black to total wastewater in a full system: TP",0.4]
["P uptake by plants (Hp) (kg/ha/yr)",10]
["P soil sorption  (Ps)                  (kg/ha/m depth)",10000]
["P soil sorption  according to soil type listbox",3]
["Water Table Depth (Wtd) (m)",3]
["Buffer to Water  Table (Bwt) (m)",0.5]
["Time for accumulation of P(years)",50]
["Crop factor(grass = 0.74)",1]
["Crop coefficient (TRUE) / crop factor (FALSE)   tickbox",true]
["% Effective Rainfall",0.85]
["Effective Rainfall listbox",2]
["Percolation (mm/day)",5]
["Soil texture and structure beneath system listbox",6]
["Depth of root zone (m)",0.3]
["Effective porosity of root zone",0.37]
["Avail.Water of root zone",0.15]
["Soil texture in rootzone listbox",3]
["Depth of trench below root zone (m)",0]
["Effective porosity of trench below root zone",0]
["Avail.Water of trench below root zone",0]
["Permissable percentile exceedence",0.05]
["Trench width (m)",0.6]
["Lateral seepage  width (m)",0.3]
["Disposal Type   SSI (1)   /  ETA  (2)  listbox",1]
["Number of trenches (spinner button)",13]
["Hydraulic area (m2)",144.34814453125]
["Nitrogen area (m2)",0]
["Phosphorus area (m2)",31.764705882352938]
["Water balance area (m2) -  Cntl-q (see text)",144.34814453125]
["Final area (m2)",144.34814453125]
["N load plant uptake",2.2680000000000002]
["N load exceedence",0]
["N load percolated (kg/yr)",0]
["Total N load  released  (kg/yr)",0]

{"sheet":"Design Model","index":2,"n_rows":7707,"n_cols":125,"rows_kept":7707,"cut":false,"hidden":false,"merged":[]}
["Byron OSMS Design Model","Version:","On-site_Sewage_Management_System_Design_Model-Excel_version (3).xls",null,null,null,null,null,null,"Period of Rainfall & Evaporation Record: 01/07/1980 - 30/06/2001",null,null,null,null,null,"Soil unit - Morand Source : SCU data quoted in LCC Strategy (1999)",null,"Conserv. P sorption",null,null,"Water Supply","Typical wastewater flows L/p/d - household with standard facilities",null,null,"Defaults","N production",4.2,"kg/p/yr","Davison et al. (2002)","N limit - exponential curve","Deg.treat","Septic (primary teatment only)",null,"Remov. N in system",0,"Source:","Type of toilet",null,null,null,null,"Sources","Water - Jeppesen & Solley (1994)","TN- Witt et al. 1974","TP- Witt et al. 1974","BOD",null,null,null,null,null,null,null,null,null,null,null,null,null,null,null,null,null,null,null,null,null,null,null,null,null,null,1.0000100000000001,1,{"$f":"LN(BU1-BV1)","v":-11.512925464963677}]
[null,null,null,null,null,null,null,null,null,null,null,null,null,null,null,null,null,null,1,0,"Reticulated supply (bore,spring,creek)      180L/p.d",180,null,"BOD removal relative to 20mg/L",null,"P production",0.6,"kg/p/yr","\"      \"",{"$f":"AD5*(1-EXP(-AD7*E6))","v":6.3212055882855767},null,"AWTS",null,null,0.2,"E&HPG",null,null,null,null,null,"Toilet",0.32,0.68,0.13,null,"Grp 1","Grp 2","bedrooms-to-persons-coefficient"]
[null,null,null,null,"Daily effluent flow accord. water supply type",null,null,null,null,null,null,null,null,null,null,"\"Alluvial\"Soils 1 (dp,mu,my,te) 10,000 kg/ha/m",1,10000,2,10000,"Reticulated + std. water saving devices    145L/p.d",145,null,null,"Blackwater min area","denitrification",0.2,null,"Geary & Gardner (1996)"," y=A(1-exp(-kx))",null,"Septic + single pass sandfilter (SPF)",null,null,0.25,"Hagare",null,null,null,null,null,"Bathroom",0.38,0.05,0.01,null,{"$f":"B5","v":3},{"$f":"B6","v":0},1.5,2,null,null,null,null,null,null,null,null,null,null,null,null,null,null,null,null,null,null,null,null,"REED BED AREA",null,"TN kg/yr","Tot Q l/d","totQ m3/d","conc mg/L"]
[1,null,null,"Block size (m2)",null,null,"Grp1","Grp 2",null,null,null,null,null,null,null,"\"Alluvial\"Soils 2 (cr) 2,000 kg/ha/m",1,2000,3,12000,"Roof water harvesting                                  140L/p.d",140,null,{"$f":"IF(AF7=6, 1-MAX(0,(BX14-20)/(BU8-20)), 1)","v":0.94166274673140493},15,"N plant uptake by turf",200,"kg/ha/yr","Martens (1998)","A",null,"Septic + SPF, 25% septic return flow",null,null,0.3,"Davison",null,null,null,null,null,"Laundry",0.23,0.12,0.55000000000000004,null,{"$f":"IF($A$4=2,AU$3/$AW$3,AU$3)","v":3},{"$f":"IF($A$4=2,AV$3/$AW$3,AV$3)","v":0},"bedrooms","Bathroom,laundry, kitchen calculated as proportion of greywater (Witt et al. 1974) for TN and TP",null,null,null,null,null,null,null,null,null,null,null,null,null,null,null,null,null,null,null,null,"(Davison 2003)",null,{"$f":"B8","v":5.6700000000000008},{"$f":"B7","v":351.9},{"$f":"BV4/1000","v":0.35189999999999999},{"$f":"(1000000*BU4/365)/BV4","v":44.143923203587576},null,null,null,null,"Values in teal colour are values carried forward"]
[{"$f":"CONCATENATE(\"# \",INDEX(AW$4:AW$5,A$4),\" (Grp 1)\")","v":"# bedrooms (Grp 1)"},3,null,10000,{"$f":"IF(D6<AD13,MIN(AD8,D5),D5)/10000","v":1},100,null,null,null,"Source:  AS/NZS1547,2000",null,null,null,null,null,"Red Basaltic Soils (bg,ca,co,el,ew,mb,ro,wo) 10,000 kg/ha/m",2,10000,4,10000,"Roof water harvesting + std. water sav.    115L/p.d",115,"ratio flow rate/lowest flow rate",null,null,"P plant uptake by turf",10,"kg/ha/yr","Myers et al. (1994)",10,null,"Septic + recirculating sandfilter",null,null,0.45,"E&HPG",null,null,null,null,null,"Kitchen",7.0000000000000007E-2,0.15,0.31,null,{"$f":"IF($A$4=1,AU$3*$AW$3,AU$3)","v":4.5},{"$f":"IF($A$4=1,AV$3*$AW$3,AV$3)","v":0},"persons",null,null,null,null,null,null,null,"TN proportion in greywater to total household wastewater = 0.18 (Jeppesen & Solley 1994) but use 0.30 to allow for leachate introduced to greywater (Davison )",null,null,null,null,null,null,null,null,null,null,null,null,null,".","uses BOD contribution","full BOD","% of BOD","flow coeff","f.c. overwrite","BOD coeff for source (toilet etc)","BOD source&flow-adjusted",null,null,"Values in green are default input values"]
[{"$f":"CONCATENATE(\"# \",INDEX(AW$4:AW$5,A$4),\" (Grp 2)\")","v":"# bedrooms (Grp 2)"},0,null,100,{"$f":"(D5*D6/AD13)/10000","v":1},null,null,null,null,null,null,null,null,null,null,"Duplex Soils (ba, bi,bu,mi, ni) 8,000 kg/ha/m",3,8000,null,"Link cell",4,{"$f":"INDEX(V2:V5,U6)","v":115},{"$f":"D7/MIN(V2:V5)","v":1},null,null,"Buffer to WT",0.5,"m","LCC (1999)","k",null,"Septic + reedbed",null,null,{"$f":"IF(ISBLANK(AH6),I15,AH6)","v":0.5},null,null,"Trench defaults",null,null,null,null,"Water","TN","TP","BOD",null,null,"Grp1 water","Grp1 TN","Grp1 TP","Grp1BOD","Grp2 water","Grp2 TN","Grp2 TP","Grp2BOD","TP proportion in greywater to total household wastewater = 0.70 (Jeppesen & Solley 1994) but use 0.50 (Davison)",null,null,null,null,null,null,null,null,null,null,null,null,null,null,"% from wastewater flow",250,{"$f":"BU8/BU6","v":0.5},{"$f":"IF(ISBLANK(BX6),W6,BX6)","v":1},null,{"$f":"AZ13/(AU5+AV5)","v":0.5},{"$f":"$BY$6*$BU$6/$BW$6","v":125}]
[null,{"$f":"IF(A7<>0,A7,         AW13*D7)","v":351.9},"Daily Effluent Flow per person (L/day)",115,"% black to tot WW  in a full system",0.32,"Wastewater stream",null,null,"Source : Jeppesen & Solley (1994) and Witt et al.(1974)",null,null,null,null,null,"Podzol Soils (ab,bo,br,eb,fh,ki,ku,og,po,ty,wy) 1,000 kg/ha/m",4,1000,null,null,"Soil texture & structure beneath system","list","Prim. Treat. Absorp bed DLR (mm/d) ","DIR for SSI        X23 should be =IF($X$4=1,INDEX($X$8:$X$22,$V23),0)","Secondary treatment Absorp Bed DLR(mm/d) ","Time P accumulation",50,"years","LCC (1999)",1,"LinkCell",6,null,"^overwrt reedbed",{"$f":"INDEX(AI1:AI6,AF7)","v":0.5},null,null,"SSI Pipe separation",0.6,null,null,"Toilet",{"$f":"F7","v":0.32},{"$f":"F8","v":0.7},{"$f":"F11","v":0.4},0.5,false,false,{"$f":"AQ7*$AU7","v":0},0,0,0,{"$f":"AQ7*$AV7","v":0},0,0,0,"Proportion of greywater in total household wastewater = 0.68 (Jeppesen …)",null,null,null,null,null,null,null,null,null,null,null,null,null,null,"T deg C","Conc inlet Ci mg/L  ","Background conc Cb mg/L","ln(Ci-Cb)","target conc outlet Co mg/L","ln(Co-Cb)","kv20 d-1 ","Temperature correction factor theta","kvT d-1 ","HRT d","TN reduction","y","p","Area (m2)","Eqiv pers","A/person"]
["TN production per year (kg/year)",{"$f":"AX13*D8","v":5.6700000000000008},"N prod. per capita (kg/person/yr)",4.2,"% black to tot WW  in a full system: TN",0.7,null,"Treatment system",null,"Source N prod /person/yr: Aust., local  & overseas studies (Davison 2002)",null,null,null,null,null,"Link Cell",3,{"$f":"INDEX($R3:$R7,Q8)","v":10000},1,{"$f":"INDEX($T2:$T5,S8)","v":0},"Gravels,Sands                                                     Ksat >3.0m/d",1,20,10,50,"Specific Crop Coeff.  ",1,null,"Grayson et al. (1996)",null,"Effective Rain Capture","Mounded bed",0.65,null,null,null,null,"ETA Trench width",2,null,null,"Bathroom: shower, bath,basin",{"$f":" (AQ3/ SUM(AQ$3:AQ$5)) *(1-AQ$7)","v":0.37999999999999995},4.6875000000000014E-2,6.8965517241379301E-3,0.05,true,false,0.37999999999999995,4.6875000000000014E-2,6.8965517241379301E-3,0.05,0,0,0,0,null,null,null,null,null,null,null,null,null,null,null,null,null,null,"BOD",24,{"$f":"MAX((BV$8+BV$8*10^-16),BZ6)","v":125},5,{"$f":"LN(BU8-BV8)","v":4.7874917427820458},20,{"$f":"LN(BX8-BV8)","v":2.7080502011022101},0.52,0.95299999999999996,{"$f":"(BZ8*CA8^(BT8-20))","v":0.42891866559411995},{"$f":"MAX(0,(BW8-BY8)/CB8)","v":4.8481022358854018}]
[null,{"$f":"IF(A9<>0,A9,     B8*(1-D9)*(1-F9))","v":2.2680000000000002},"N loss in treatment system (% reduction)",0.5,"N loss in disposal bed (% reduction)",0.2,null,true,{"$f":"CONCATENATE(\"Current Inlet BOD conc. ~ \",TEXT(BU8,\"0\"), \" mg/L\")","v":"Current Inlet BOD conc. ~ 125 mg/L"},null,null,null,null,null,null,null,null,"Source porosity: Dunne  & Leopold,(1978)","Source  available water: Dunne  & Leopold,(1978)",null,"Sandy loams - weakly structured                     Ksat >3.0m/d ",2,20,9,50,"Exceedence",0.05,"years","LCC (1999)",null,null,"Level bed with grass",0.85,null,null,null,{"$f":"AD5","v":10},"Trench width allow",0.3,null,null,"Laundry",0.22999999999999998,0.11250000000000003,0.37931034482758619,0.25,true,false,0.22999999999999998,0.11250000000000003,0.37931034482758619,0.25,0,0,0,0,null,null,null,null,null,null,null,null,null,null,null,null,null,null,"TN",16,{"$f":"BX$4","v":44.143923203587576},1.5,{"$f":"LN(BU9-BV9)","v":3.7528847832139776},20,{"$f":"LN(BX9-BV9)","v":2.917770732084279},0.18,1,{"$f":"(BZ9*CA9^(BT9-20))","v":0.18},{"$f":"MAX(0,(BW9-BY9)/CB9)","v":4.6395225062761032},{"$f":"1-BX9/BU9","v":0.54693650793650805}]
["N Plant Uptake rate  (kg/ha/year)",200,null,null,null,null,{"$f":"IF(H10, Y4*AW13, 0)","v":45.899999999999991},true,null,"Source: Morand,1994 soil units, SCU data in LCC,2000 ",null,null,"N calculations",null,null,null,null,"with conversion to international texture names","with conversion to international texture names",null,"Sandy loams - massive                                Ksat 1.4 - 3.0m/d",3,15,8,50,null,null,null,null,null,"Link Cell",2,{"$f":"INDEX(AG8:AG9,AF10)","v":0.85},null,null,null,{"$f":"AD7","v":1},null,null,null,null,"Kitchen: sink,dishw",7.0000000000000007E-2,0.14062500000000003,0.21379310344827582,0.2,true,false,7.0000000000000007E-2,0.14062500000000003,0.21379310344827582,0.2,0,0,0,0,null,null,null,null,null,null,null,null,null,null,null,null,null,null,"TN",{"$f":"BT$9","v":16},{"$f":"BX$4","v":44.143923203587576},{"$f":"BV$9","v":1.5},{"$f":"LN(BU10-BV10)","v":3.7528847832139776},{"$f":"(1-CD10)*BU10","v":22.071961601793788},{"$f":"LN(BX10-BV10)","v":3.0239290613833072},{"$f":"BZ$9","v":0.18},{"$f":"CA$9","v":1},{"$f":"(BZ10*CA10^(BT10-20))","v":0.18},{"$f":"MAX(0,(BW10-BY10)/CB10)","v":4.0497540101703908},{"$f":"I15","v":0.5},{"$f":"I$14","v":0.5},0.4,{"$f":"CC10* BW$4/(CE10*CF10)","v":7.1255421808948025},{"$f":"AW$13","v":3.0599999999999996},{"$f":"CG10/CH10","v":2.3286085558479748},"specified TN %"]
[null,{"$f":"IF(A11<>0,A11,    AY13*D11)","v":1.6199999999999999},"P prod.  per person per yr  (kg/person/yr)",0.6,"Proportion black to total wastewater in a full system: TP",0.4,"P soil sorption accord. soil type",null,null,"Source P prod /person/yr: Aust. &  local studies (Davison, 2002)",null,null,"Total yearly flow",{"$f":"$B$7*365","v":128443.49999999999},null,"Soil Texture",null,"Effective Porosity","AW","Comments","Loams - high/moderate structured           Ksat 1.5 - 3.0m/d",4,15,7,50,null,null,null,"Buffer to permanent water",null,null,null,null,null,null,null,null,null,null,null,null,"Total %",{"$f":"SUM(AQ7:AQ10)","v":1},{"$f":"SUM(AR7:AR10)","v":1},{"$f":"SUM(AS7:AS10)","v":1},{"$f":"SUM(AT7:AT10)","v":1},null,null,{"$f":"SUM(AW7:AW10)","v":0.67999999999999994},0.30000000000000004,0.6,0.5,0,0,0,0,null,null,null,null,null,null,null,null,null,null,null,null,null,null,"TN",{"$f":"BT$9","v":16},{"$f":"BX$4","v":44.143923203587576},{"$f":"BV$9","v":1.5},{"$f":"LN(BU11-BV11)","v":3.7528847832139776},{"$f":"BV11+EXP(BW11-CC11*CB11)","v":22.071961601793788},null,{"$f":"BZ$9","v":0.18},1,{"$f":"(BZ11*CA11^(BT11-20))","v":0.18},{"$f":"CG11*(CE11*CF11)/BW$4","v":4.0497540101703908},{"$f":"1-BX11/BU11","v":0.5},{"$f":"I$14","v":0.5},{"$f":"CF$10","v":0.4},{"$f":"I16","v":7.1255421808948025},{"$f":"AW$13","v":3.0599999999999996},{"$f":"CG11/CH11","v":2.3286085558479748},"Specify area"]
["P uptake by plants (Hp) (kg/ha/yr)",10,"N plant uptake (kg/yr)",{"$f":"$N$21","v":2.2680000000000002},{"$f":"CONCATENATE(\"Total N-load  \",TEXT(SUM(D12:D14),\"0.00\"),\"kg/yr\")","v":"Total N-load  2.27kg/yr"},null,null,null,null,null,null,null,"less overflow",{"$f":"$B$19*$J$36","v":5822.229758990582},null,"Soil texture in root zone likely to be at least class #",{"$f":"CEILING(SQRT(IF(V23=1,0,V23) +1), 1)","v":3},null,null,null,"Loams - weakly structured or massive     Ksat 0.5 - 1.5m/d",5,10,6,30,null,null,null,"Buffer to intermittant water",{"$f":"INDEX(AE12:AF12,AC13)","v":20},20,10,"Buffer distances",null,null,null,null,null,null,null,null,"# eqiv pers",null,null,null,null,null,null,{"$f":"AW11*$AU$5","v":3.0599999999999996},{"$f":"AX11*$AU$5","v":1.35},{"$f":"AY11*$AU$5","v":2.6999999999999997},{"$f":"AZ11*$AU$5","v":2.25},{"$f":"BA11*$AV$5","v":0},{"$f":"BB11*$AV$5","v":0},{"$f":"BC11*$AV$5","v":0},{"$f":"BD11*$AV$5","v":0}]
["P soil sorption  (Ps)                  (kg/ha/m depth)",10000,"N load exceedence",{"$f":"$B$9-$N$15","v":0},null,"Soil texture & structure beneath system",null,null,null,"Soil texture/sturcture Source AS/ANZ 1547(2000)",null,null,"Tot flow infiltr. L/yr",{"$f":"$N$11-$N$12","v":122621.27024100941},null,"(None)",1,0,0,null,"Clay loams - high/mod structured            Ksat 0.5 - 1.5m/d",6,10,5,30,null,null,"Link cell",1,{"$f":"INDEX(AE13:AF13,AC13)","v":100},100,40,null,null,null,null,null,null,null,null,null,"total equiv persons",null,null,null,null,null,null,{"$f":"AW12+BA12","v":3.0599999999999996},{"$f":"AX12+BB12","v":1.35},{"$f":"AY12+BC12","v":2.6999999999999997},{"$f":"AZ12+BD12","v":2.25},null,null,null,null,null,null,null,null,null,null,null,null,null,null,null,null,null,null,"TN",{"$f":"BT$9","v":16},{"$f":"BX$4","v":44.143923203587576},{"$f":"BV$9","v":1.5},{"$f":"LN(BU13-BV13)","v":3.7528847832139776},{"$f":"BV13+EXP(BW13-CC13*CB13)","v":19.318306444726915},null,0.18,1,{"$f":"(BZ13*CA13^(BT13-20))","v":0.18},{"$f":"CC8","v":4.8481022358854018},{"$f":"1-BX13/BU13","v":0.56237903106996812},{"$f":"I$14","v":0.5},{"$f":"CF$10","v":0.4},{"$f":"CC13* BW$4/(CE13*CF13)","v":8.5302358840403638},{"$f":"AW$13","v":3.0599999999999996},{"$f":"CG13/CH13","v":2.7876587856341062},"2ndary level TN%"]
["Water Table/ Bedrock Depth (m)",3,"N load percolated (kg/yr)",{"$f":"MAX(0,$N$22)","v":0},null,null,null,"Wetted depth(m)",0.5,null,null,null,"Effect.effluent ratio",{"$f":"$N$13/$N$11","v":0.95467088829726232},"apply ratio to N?","Bluemetal",2,0.43,0,"from LCC Lismore Quarry#   &&","Clay loams - weakly structured               Ksat 0.12 - 0.5m/d",7,6,4.5,20,null,null,null,"Error messages for DLR=#N/A :",null,null,null,null,null,null,null,null,null,null,null,null,null,null,null,null,null,null,null,null,null,null,null,null,null,null,null,null,null,null,null,null,null,null,null,null,null,null,null,null,null,"BOD",24,{"$f":"BU8","v":125},5,{"$f":"LN(BU14-BV14)","v":4.7874917427820458},{"$f":"BV14+EXP(BW14-CC14*CB14)","v":26.125411593202482},null,0.52,0.95299999999999996,{"$f":"(BZ14*CA14^(BT14-20))","v":0.42891866559411995},{"$f":"CC11","v":4.0497540101703908}]
["Buffer to Water  Table (Bwt) (m)",0.5,"N  released (perc+exceed.) (kg/yr)",{"$f":"SUM(D13:D14)","v":0},null,null,null,"TN% removal",0.5,null,null,null,"TN infiltrating kg/yr",{"$f":"$B$9* IF($O$15, $N$14,1)","v":2.2680000000000002},false,"Coarse Sand",3,0.35,0.08,null,"Clay loams - massive structured          Ksat 0.06 - 0.12m/d",8,4,{"$f":"X14-0.125","v":4.375},10,null,null,null,"Use secondary treatment",null,null,null,null,null,null,null,null,null,null,null,null,"NB: ratios of bathroom to (bathroom+laundry+kitchen) are same in the two pink boxed areas"]
["Time for accumulation of P(years)",50,"Enviro.N limit (kg/yr) ",{"$f":"AD2","v":6.3212055882855767},null,null,null,"Reed bed area (m2)",7.1255421808948025,null,null,null,"N conc in effluent infiltrating (mg/L)",{"$f":"1000000*($N$15/ $N$13)","v":18.495975417171067},null,"Fine sand, Sandy loams",4,0.38,0.14000000000000001,null,"Light clays - strongly structured            Ksat 0.12 - 0.5m/d",9,5,{"$f":"X15-0.125","v":4.25},12,null,null,null,"Use secondary treatment with SSI and a percolation rate of  5 mm/day",null,null,null,null,null,null,null,null,null,null,null,null,"This is a compromise solution to conflicting ratio data. There is no conflict if toilet percentages in AR7:AT7 are same as AR2:AT2"]
["Final area (m2)",{"$f":"MAX(G10,B18,D17,D18)","v":144.34814453125},"Nitrogen area (m2)",{"$f":"MAX(0,N24)","v":0},null,null,null,{"$f":"CONCATENATE(\"BOD target of 20mg/L is equiv. to ~\",TEXT(ROUNDUP(CD13,3),\"0.0%\"),\" TN removal.\",LEFT(\" THIS IS A COMMENT:ROUNDUP needs 3 decimals to give 1 decimal in the %age\",0))","v":"BOD target of 20mg/L is equiv. to ~56.3% TN removal."},{"$f":"CONCATENATE(\"Current Outlet BOD conc. ~ \",TEXT(BX14,\"0\"),\" mg/L.\")","v":"Current Outlet BOD conc. ~ 26 mg/L."},null,null,null,"ETA",null,null,"Loams,Clay loams,Silt",5,0.37,0.15,null,"Light clays - moderately structured     Ksat 0.06 - 0.12m/d",10,0,4.125,10,{"$f":"AC15","v":"Use secondary treatment"},null,{"$f":"\"\"","v":""},"Use SSI and use a percolation rate of  5 mm/day"]
["Phosphorus area (m2)",{"$f":"B11*10000/ ((B13*(B14-B15) /B16)    +B12)","v":31.764705882352938},{"$f":"IF(AND(H10,G10>D18),CONCATENATE(\"Capped H area \",TEXT(G10,\"0\"),\"m2. Hydraulic area (m2)\" ),\"Hydraulic area (m2)\")","v":"Hydraulic area (m2)"},144.34814453125,null,null,null,"% Effective Rainfall",null,"Source: LCC (1999)",null,null,"N conc. in effluent kg/L",{"$f":"($N$15 /( ($K$36+$I$36-$G$36 - $J$36 )*$B$19)      )","v":1.6798033197578066E-5},null,"Clay (light,med,heavy)",6,0.34,0.13,null,"Light clays - weak. structured or massive     Ksat <0.06m/d",11,0,4,8,{"$f":"AC15","v":"Use secondary treatment"},null,{"$f":"\"\"","v":""},"Ameliorate the soil, use secondary treatment with SSI, and use a percolation rate of  5 mm/day "]
["Water balance area  (m2)",144.34814453125,"total ETA trench area",{"$f":"Y50","v":128.74814453125003},null,null,null,null,null,null,null,null,"Volume percolated L/yr",{"$f":"$H$36*$B$19","v":140719.52923102526},null,"Link Cell: Root zone soil (starts at P15)",3,{"$f":"INDEX(R15:R18,$Q19)","v":0.37},{"$f":"INDEX(S15:S18,$Q19)","v":0.15},"# Effective porosity field tests A.McCardell 1/2001","Med. to heavy clays - strong. struct.       Ksat 0.06-0.5m/d",12,0,3.875,5,{"$f":"AC16","v":"Use secondary treatment with SSI and a percolation rate of  5 mm/day"},null,{"$f":"AC17","v":"Use SSI and use a percolation rate of  5 mm/day"}]
[{"$f":"IF(P25,\"Specific Crop Coeff.(grass=1.00)\",\"Crop factor(grass=0.74) \")","v":"Specific Crop Coeff.(grass=1.00)"},1,"ETA trench length (m)",{"$f":"$Y$46-2*$F$27","v":4.9518517127403854},null,null,null,null,null,null,null,null,"Mass load perc'+ plant uptake kg/yr",{"$f":"MIN(($N$18*$N$19),$N$15)","v":2.2680000000000002},null,"Link Cell:Trench Soil",0,{"$f":"INDEX(R13:R18,$Q20)","v":{"$error":"#VALUE!"}},{"$f":"INDEX(S13:S18,$Q20)","v":{"$error":"#VALUE!"}},"&& AW is a \"very small\" guestimate","Med. to heavy clays - mod. structured          Ksat <0.06m/d",13,0,3.75,4,{"$f":"AC16","v":"Use secondary treatment with SSI and a percolation rate of  5 mm/day"},null,{"$f":"AC17","v":"Use SSI and use a percolation rate of  5 mm/day"}]
["% Effective Rainfall ",0.85,{"$f":"IF(AG$48=1,\"number of SSI laterals\",\"number of ETA beds\")","v":"number of SSI laterals"},{"$f":"$AA$45","v":13},null,null,null,null,null,"Source: Dunne & Leopold (1978)",null,null,"N uptake in hydraulic area kg/yr",{"$f":"MIN($N$20,$B$10*$B$19/10000)","v":2.2680000000000002},null,null,null,null,null,null,"Med. to hvy clays - weak. struct. or massive Ksat<0.06m/d",14,0,3.625,4,{"$f":"AC16","v":"Use secondary treatment with SSI and a percolation rate of  5 mm/day"},null,{"$f":"AC17","v":"Use SSI and use a percolation rate of  5 mm/day"}]
[{"$f":"CONCATENATE(\"Percolation (mm/d) \",IF(ISERROR(B22),\"   WARNING\",\"\"))","v":"Percolation (mm/d) "},5,{"$f":"CONCATENATE(\"beds total \",IF($H$28=0,\"\",\"plus separating spaces\"),\":    X Y dimensions = \",TEXT($Y$46,\"0.0\"),\"m  x  \",TEXT($Y$47,\"0.0\"),\"m    Area =\",TEXT(AA46,\"0\"),\" m2\")","v":"beds total plus separating spaces:    X Y dimensions = 5.6m  x  26.0m    Area =144 m2"},null,null,null,null,"   Soil texture in root zone",null,null,null,null,"Actual Mass load percolated kg/yr",{"$f":"MAX(0,$N$20-$N$21)","v":0},null,"Set 1 (using  an average grass value for each season)",0.74,0.74,0.74,0.74,"DISPERSIVE soil (Modified Emerson Aggregate test)",15,0,3.5,4,{"$f":"AC18","v":"Ameliorate the soil, use secondary treatment with SSI, and use a percolation rate of  5 mm/day "},null,{"$f":"AC18","v":"Ameliorate the soil, use secondary treatment with SSI, and use a percolation rate of  5 mm/day "}]
[null,null,null,null,null,null,null,null,null,null,null,null,"N conc in perc'ed kg/L",{"$f":"$N$22/$N$19","v":0},null,"Set 2 Grayson et al.1996. Hydrological Recipes",0.78,0.75,0.66,0.74,"Link Cell",6,{"$f":"INDEX(W8:W22,$V23)","v":10},{"$f":"INDEX($X$8:$X$22,$V23)","v":5},{"$f":"(INDEX(Y8:Y22,$V23)-INDEX($W8:$W22,$V23))*X4 + INDEX($W8:$W22,$V23)","v":28.833254934628098},{"$f":"INDEX(Z8:Z22,$V23)","v":0},{"$f":"INDEX(AA8:AA22,$V23)","v":0},{"$f":"INDEX(AB8:AB22,$V23)","v":"Link cell"}]
["Avg depth of root zone (m)",0.3,"Effective porosity of root zone ",0.37,"Avail.Water Capacity (AWC) of root zone ",0.15,null,null,null,"Source: Dunne & Leopold (1978)",null,null,"N area",{"$f":"(1-D16/B9)*10000*(B9/B10)","v":-202.66027941427885},null,"Set 3 (Using a specified annual crop factor) ",{"$f":"IF($P$25,Q23,$B$20)","v":0.78},{"$f":"IF($P$25,R23,$B$20)","v":0.75},{"$f":"IF($P$25,S23,$B$20)","v":0.66},{"$f":"IF($P$25,T23,$B$20)","v":0.74},"Choice according to Degree of Treament",null,{"$f":"IF( INDEX($W$23:$Y$23,  X24)=0, #N/A, INDEX($W$23:$Y$23,X24))","v":5},{"$f":"IF($AF$7=1,1,IF(AND( $AG$48=1,$H$9), 2,3))","v":2},"<=index of the 3 cols","old msg",null,null,"repeating units framed in bold"]
["Avg depth bluemetal (etc) in trench below root zone (m)",0,"Effective porosity of bluemetal in trench below root zone ",0,"Default AWC  of bluemetal in trench below root zone ",0,"Trench under root zone       <- ",null,null,null,null,null,null,null,null,true,"Summer","Autumn","Winter","Spring",null,"X axix values for graph","Y axis values for envelope",1,1,{"$f":"X25+1","v":2},2,3,3,4,4,5,5,6,6,7,7,8,8,9,9,10,10,11,11,12,12,13,13,14,14,15,15,16,16,17,17,18,18,19,19,20,20,21,21,22,22,23,23,24,24,25,25,26,26,{"$f":"BV25+1","v":27},27,28,28,29,29,30,30,31,31,32,32,33,33,34,34,35,35,36,36,37,37,38,38,39,39,40,40,41,41,42,42,{"$f":"DB25+1","v":43},43,44,44,45,45,46,46,47,47,48,48,49,49,50,50,51,51]
["Soil Moisture Holding Capacity: saturation & AWC (mm)",{"$f":"1000*((($B$24*$D$24 + $B$25*$D$25)*$Y$52) + (($B$24+$B$25)*$D$24)*(1-$Y$52))","v":111},{"$f":"1000*((($B$24*$F$24 + $B$25*$F$25)*$Y$52) + (($B$24+$B$25)*$F$24)*(1-$Y$52))","v":45},null,"Land Application Type",null,null,null,null,null,null,null,null,null,null,"ET0",{"$f":"INDEX(Q22:Q24,$Q28)","v":0.78},{"$f":"INDEX(R22:R24,$Q28)","v":0.75},{"$f":"INDEX(S22:S24,$Q28)","v":0.66},{"$f":"INDEX(T22:T24,$Q28)","v":0.74},null,{"$f":"$W$45","v":0},null,{"$f":"$W$45","v":0},{"$f":"X26","v":0},{"$f":"IF(Z25<=$AA$45, (2*$W$45)+Y29+(($AG$48-1)*$H$28),0)","v":2},{"$f":"IF(AA25<=$AA$45, (2*$W$45)+Y29+(($AG$48-1)*$H$28),0)","v":2},{"$f":"IF(AB25<=$AA$45, (2*$W$45)+AA29+(($AG$48-1)*$H$28),0)","v":4},{"$f":"IF(AC25<=$AA$45, (2*$W$45)+AA29+(($AG$48-1)*$H$28),0)","v":4},{"$f":"IF(AD25<=$AA$45, (2*$W$45)+AC29+(($AG$48-1)*$H$28),0)","v":6},{"$f":"IF(AE25<=$AA$45, (2*$W$45)+AC29+(($AG$48-1)*$H$28),0)","v":6},{"$f":"IF(AF25<=$AA$45, (2*$W$45)+AE29+(($AG$48-1)*$H$28),0)","v":8},{"$f":"IF(AG25<=$AA$45, (2*$W$45)+AE29+(($AG$48-1)*$H$28),0)","v":8},{"$f":"IF(AH25<=$AA$45, (2*$W$45)+AG29+(($AG$48-1)*$H$28),0)","v":10},{"$f":"IF(AI25<=$AA$45, (2*$W$45)+AG29+(($AG$48-1)*$H$28),0)","v":10},{"$f":"IF(AJ25<=$AA$45, (2*$W$45)+AI29+(($AG$48-1)*$H$28),0)","v":12},{"$f":"IF(AK25<=$AA$45, (2*$W$45)+AI29+(($AG$48-1)*$H$28),0)","v":12},{"$f":"IF(AL25<=$AA$45, (2*$W$45)+AK29+(($AG$48-1)*$H$28),0)","v":14},{"$f":"IF(AM25<=$AA$45, (2*$W$45)+AK29+(($AG$48-1)*$H$28),0)","v":14},{"$f":"IF(AN25<=$AA$45, (2*$W$45)+AM29+(($AG$48-1)*$H$28),0)","v":16},{"$f":"IF(AO25<=$AA$45, (2*$W$45)+AM29+(($AG$48-1)*$H$28),0)","v":16},{"$f":"IF(AP25<=$AA$45, (2*$W$45)+AO29+(($AG$48-1)*$H$28),0)","v":18},{"$f":"IF(AQ25<=$AA$45, (2*$W$45)+AO29+(($AG$48-1)*$H$28),0)","v":18},{"$f":"IF(AR25<=$AA$45, (2*$W$45)+AQ29+(($AG$48-1)*$H$28),0)","v":20},{"$f":"IF(AS25<=$AA$45, (2*$W$45)+AQ29+(($AG$48-1)*$H$28),0)","v":20},{"$f":"IF(AT25<=$AA$45, (2*$W$45)+AS29+(($AG$48-1)*$H$28),0)","v":22},{"$f":"IF(AU25<=$AA$45, (2*$W$45)+AS29+(($AG$48-1)*$H$28),0)","v":22},{"$f":"IF(AV25<=$AA$45, (2*$W$45)+AU29+(($AG$48-1)*$H$28),0)","v":24},{"$f":"IF(AW25<=$AA$45, (2*$W$45)+AU29+(($AG$48-1)*$H$28),0)","v":24},{"$f":"IF(AX25<=$AA$45, (2*$W$45)+AW29+(($AG$48-1)*$H$28),0)","v":0},{"$f":"IF(AY25<=$AA$45, (2*$W$45)+AW29+(($AG$48-1)*$H$28),0)","v":0},{"$f":"IF(AZ25<=$AA$45, (2*$W$45)+AY29+(($AG$48-1)*$H$28),0)","v":0},{"$f":"IF(BA25<=$AA$45, (2*$W$45)+AY29+(($AG$48-1)*$H$28),0)","v":0},{"$f":"IF(BB25<=$AA$45, (2*$W$45)+BA29+(($AG$48-1)*$H$28),0)","v":0},{"$f":"IF(BC25<=$AA$45, (2*$W$45)+BA29+(($AG$48-1)*$H$28),0)","v":0},{"$f":"IF(BD25<=$AA$45, (2*$W$45)+BC29+(($AG$48-1)*$H$28),0)","v":0},{"$f":"IF(BE25<=$AA$45, (2*$W$45)+BC29+(($AG$48-1)*$H$28),0)","v":0},{"$f":"IF(BF25<=$AA$45, (2*$W$45)+BE29+(($AG$48-1)*$H$28),0)","v":0},{"$f":"IF(BG25<=$AA$45, (2*$W$45)+BE29+(($AG$48-1)*$H$28),0)","v":0},{"$f":"IF(BH25<=$AA$45, (2*$W$45)+BG29+(($AG$48-1)*$H$28),0)","v":0},{"$f":"IF(BI25<=$AA$45, (2*$W$45)+BG29+(($AG$48-1)*$H$28),0)","v":0},{"$f":"IF(BJ25<=$AA$45, (2*$W$45)+BI29+(($AG$48-1)*$H$28),0)","v":0},{"$f":"IF(BK25<=$AA$45, (2*$W$45)+BI29+(($AG$48-1)*$H$28),0)","v":0},{"$f":"IF(BL25<=$AA$45, (2*$W$45)+BK29+(($AG$48-1)*$H$28),0)","v":0},{"$f":"IF(BM25<=$AA$45, (2*$W$45)+BK29+(($AG$48-1)*$H$28),0)","v":0},{"$f":"IF(BN25<=$AA$45, (2*$W$45)+BM29+(($AG$48-1)*$H$28),0)","v":0},{"$f":"IF(BO25<=$AA$45, (2*$W$45)+BM29+(($AG$48-1)*$H$28),0)","v":0},{"$f":"IF(BP25<=$AA$45, (2*$W$45)+BO29+(($AG$48-1)*$H$28),0)","v":0},{"$f":"IF(BQ25<=$AA$45, (2*$W$45)+BO29+(($AG$48-1)*$H$28),0)","v":0},{"$f":"IF(BR25<=$AA$45, (2*$W$45)+BQ29+(($AG$48-1)*$H$28),0)","v":0},{"$f":"IF(BS25<=$AA$45, (2*$W$45)+BQ29+(($AG$48-1)*$H$28),0)","v":0},{"$f":"IF(BT25<=$AA$45, (2*$W$45)+BS29+(($AG$48-1)*$H$28),0)","v":0},{"$f":"IF(BU25<=$AA$45, (2*$W$45)+BS29+(($AG$48-1)*$H$28),0)","v":0},{"$f":"IF(BV25<=$AA$45, (2*$W$45)+BU29+(($AG$48-1)*$H$28),0)","v":0},{"$f":"IF(BW25<=$AA$45, (2*$W$45)+BU29+(($AG$48-1)*$H$28),0)","v":0},{"$f":"IF(BX25<=$AA$45, (2*$W$45)+BW29+(($AG$48-1)*$H$28),0)","v":0},{"$f":"IF(BY25<=$AA$45, (2*$W$45)+BW29+(($AG$48-1)*$H$28),0)","v":0},{"$f":"IF(BZ25<=$AA$45, (2*$W$45)+BY29+(($AG$48-1)*$H$28),0)","v":0},{"$f":"IF(CA25<=$AA$45, (2*$W$45)+BY29+(($AG$48-1)*$H$28),0)","v":0},{"$f":"IF(CB25<=$AA$45, (2*$W$45)+CA29+(($AG$48-1)*$H$28),0)","v":0},{"$f":"IF(CC25<=$AA$45, (2*$W$45)+CA29+(($AG$48-1)*$H$28),0)","v":0},{"$f":"IF(CD25<=$AA$45, (2*$W$45)+CC29+(($AG$48-1)*$H$28),0)","v":0},{"$f":"IF(CE25<=$AA$45, (2*$W$45)+CC29+(($AG$48-1)*$H$28),0)","v":0},{"$f":"IF(CF25<=$AA$45, (2*$W$45)+CE29+(($AG$48-1)*$H$28),0)","v":0},{"$f":"IF(CG25<=$AA$45, (2*$W$45)+CE29+(($AG$48-1)*$H$28),0)","v":0},{"$f":"IF(CH25<=$AA$45, (2*$W$45)+CG29+(($AG$48-1)*$H$28),0)","v":0},{"$f":"IF(CI25<=$AA$45, (2*$W$45)+CG29+(($AG$48-1)*$H$28),0)","v":0},{"$f":"IF(CJ25<=$AA$45, (2*$W$45)+CI29+(($AG$48-1)*$H$28),0)","v":0},{"$f":"IF(CK25<=$AA$45, (2*$W$45)+CI29+(($AG$48-1)*$H$28),0)","v":0},{"$f":"IF(CL25<=$AA$45, (2*$W$45)+CK29+(($AG$48-1)*$H$28),0)","v":0},{"$f":"IF(CM25<=$AA$45, (2*$W$45)+CK29+(($AG$48-1)*$H$28),0)","v":0},{"$f":"IF(CN25<=$AA$45, (2*$W$45)+CM29+(($AG$48-1)*$H$28),0)","v":0},{"$f":"IF(CO25<=$AA$45, (2*$W$45)+CM29+(($AG$48-1)*$H$28),0)","v":0},{"$f":"IF(CP25<=$AA$45, (2*$W$45)+CO29+(($AG$48-1)*$H$28),0)","v":0},{"$f":"IF(CQ25<=$AA$45, (2*$W$45)+CO29+(($AG$48-1)*$H$28),0)","v":0},{"$f":"IF(CR25<=$AA$45, (2*$W$45)+CQ29+(($AG$48-1)*$H$28),0)","v":0},{"$f":"IF(CS25<=$AA$45, (2*$W$45)+CQ29+(($AG$48-1)*$H$28),0)","v":0},{"$f":"IF(CT25<=$AA$45, (2*$W$45)+CS29+(($AG$48-1)*$H$28),0)","v":0},{"$f":"IF(CU25<=$AA$45, (2*$W$45)+CS29+(($AG$48-1)*$H$28),0)","v":0},{"$f":"IF(CV25<=$AA$45, (2*$W$45)+CU29+(($AG$48-1)*$H$28),0)","v":0},{"$f":"IF(CW25<=$AA$45, (2*$W$45)+CU29+(($AG$48-1)*$H$28),0)","v":0},{"$f":"IF(CX25<=$AA$45, (2*$W$45)+CW29+(($AG$48-1)*$H$28),0)","v":0},{"$f":"IF(CY25<=$AA$45, (2*$W$45)+CW29+(($AG$48-1)*$H$28),0)","v":0},{"$f":"IF(CZ25<=$AA$45, (2*$W$45)+CY29+(($AG$48-1)*$H$28),0)","v":0},{"$f":"IF(DA25<=$AA$45, (2*$W$45)+CY29+(($AG$48-1)*$H$28),0)","v":0},{"$f":"IF(DB25<=$AA$45, (2*$W$45)+DA29+(($AG$48-1)*$H$28),0)","v":0},{"$f":"IF(DC25<=$AA$45, (2*$W$45)+DA29+(($AG$48-1)*$H$28),0)","v":0},{"$f":"IF(DD25<=$AA$45, (2*$W$45)+DC29+(($AG$48-1)*$H$28),0)","v":0},{"$f":"IF(DE25<=$AA$45, (2*$W$45)+DC29+(($AG$48-1)*$H$28),0)","v":0},{"$f":"IF(DF25<=$AA$45, (2*$W$45)+DE29+(($AG$48-1)*$H$28),0)","v":0},{"$f":"IF(DG25<=$AA$45, (2*$W$45)+DE29+(($AG$48-1)*$H$28),0)","v":0},{"$f":"IF(DH25<=$AA$45, (2*$W$45)+DG29+(($AG$48-1)*$H$28),0)","v":0},{"$f":"IF(DI25<=$AA$45, (2*$W$45)+DG29+(($AG$48-1)*$H$28),0)","v":0},{"$f":"IF(DJ25<=$AA$45, (2*$W$45)+DI29+(($AG$48-1)*$H$28),0)","v":0},{"$f":"IF(DK25<=$AA$45, (2*$W$45)+DI29+(($AG$48-1)*$H$28),0)","v":0},{"$f":"IF(DL25<=$AA$45, (2*$W$45)+DK29+(($AG$48-1)*$H$28),0)","v":0},{"$f":"IF(DM25<=$AA$45, (2*$W$45)+DK29+(($AG$48-1)*$H$28),0)","v":0},{"$f":"IF(DN25<=$AA$45, (2*$W$45)+DM29+(($AG$48-1)*$H$28),0)","v":0},{"$f":"IF(DO25<=$AA$45, (2*$W$45)+DM29+(($AG$48-1)*$H$28),0)","v":0},{"$f":"IF(DP25<=$AA$45, (2*$W$45)+DO29+(($AG$48-1)*$H$28),0)","v":0},{"$f":"IF(DQ25<=$AA$45, (2*$W$45)+DO29+(($AG$48-1)*$H$28),0)","v":0},{"$f":"IF(DR25<=$AA$45, (2*$W$45)+DQ29+(($AG$48-1)*$H$28),0)","v":0},{"$f":"IF(DS25<=$AA$45, (2*$W$45)+DQ29+(($AG$48-1)*$H$28),0)","v":0},{"$f":"IF(DT25<=$AA$45, (2*$W$45)+DS29+(($AG$48-1)*$H$28),0)","v":0},{"$f":"IF(DU25<=$AA$45, (2*$W$45)+DS29+(($AG$48-1)*$H$28),0)","v":0}]
["Permissible percentile exceedence",0.05,{"$f":"IF(AG$48=1,\"SSI laterals pipe separation (m)\",\"ETA trench width (m)\")","v":"SSI laterals pipe separation (m)"},2,"Lateral seepage width (m)",0.3,"ETA trench separation",2,null,null,null,null,null,null,null,"Crop Factor",{"$f":"Q26*IF($P$25, $B$20,1)","v":0.78},{"$f":"R26*IF($P$25, $B$20,1)","v":0.75},{"$f":"S26*IF($P$25, $B$20,1)","v":0.66},{"$f":"T26*IF($P$25, $B$20,1)","v":0.74},null,{"$f":"$W$45","v":0},null,{"$f":"X$26+$D$27","v":2},{"$f":"X26","v":0},{"$f":"IF(Z25<=$AA$45, Z26+  $D$27, 0)","v":4},{"$f":"AA26","v":2},{"$f":"IF(AB25<=$AA$45, AB26+  $D$27, 0)","v":6},{"$f":"AC26","v":4},{"$f":"IF(AD25<=$AA$45, AD26+  $D$27, 0)","v":8},{"$f":"AE26","v":6},{"$f":"IF(AF25<=$AA$45, AF26+  $D$27, 0)","v":10},{"$f":"AG26","v":8},{"$f":"IF(AH25<=$AA$45, AH26+  $D$27, 0)","v":12},{"$f":"AI26","v":10},{"$f":"IF(AJ25<=$AA$45, AJ26+  $D$27, 0)","v":14},{"$f":"AK26","v":12},{"$f":"IF(AL25<=$AA$45, AL26+  $D$27, 0)","v":16},{"$f":"AM26","v":14},{"$f":"IF(AN25<=$AA$45, AN26+  $D$27, 0)","v":18},{"$f":"AO26","v":16},{"$f":"IF(AP25<=$AA$45, AP26+  $D$27, 0)","v":20},{"$f":"AQ26","v":18},{"$f":"IF(AR25<=$AA$45, AR26+  $D$27, 0)","v":22},{"$f":"AS26","v":20},{"$f":"IF(AT25<=$AA$45, AT26+  $D$27, 0)","v":24},{"$f":"AU26","v":22},{"$f":"IF(AV25<=$AA$45, AV26+  $D$27, 0)","v":26},{"$f":"AW26","v":24},{"$f":"IF(AX25<=$AA$45, AX26+  $D$27, 0)","v":0},{"$f":"AY26","v":0},{"$f":"IF(AZ25<=$AA$45, AZ26+  $D$27, 0)","v":0},{"$f":"BA26","v":0},{"$f":"IF(BB25<=$AA$45, BB26+  $D$27, 0)","v":0},{"$f":"BC26","v":0},{"$f":"IF(BD25<=$AA$45, BD26+  $D$27, 0)","v":0},{"$f":"BE26","v":0},{"$f":"IF(BF25<=$AA$45, BF26+  $D$27, 0)","v":0},{"$f":"BG26","v":0},{"$f":"IF(BH25<=$AA$45, BH26+  $D$27, 0)","v":0},{"$f":"BI26","v":0},{"$f":"IF(BJ25<=$AA$45, BJ26+  $D$27, 0)","v":0},{"$f":"BK26","v":0},{"$f":"IF(BL25<=$AA$45, BL26+  $D$27, 0)","v":0},{"$f":"BM26","v":0},{"$f":"IF(BN25<=$AA$45, BN26+  $D$27, 0)","v":0},{"$f":"BO26","v":0},{"$f":"IF(BP25<=$AA$45, BP26+  $D$27, 0)","v":0},{"$f":"BQ26","v":0},{"$f":"IF(BR25<=$AA$45, BR26+  $D$27, 0)","v":0},{"$f":"BS26","v":0},{"$f":"IF(BT25<=$AA$45, BT26+  $D$27, 0)","v":0},{"$f":"BU26","v":0},{"$f":"IF(BV25<=$AA$45, BV26+  $D$27, 0)","v":0},{"$f":"BW26","v":0},{"$f":"IF(BX25<=$AA$45, BX26+  $D$27, 0)","v":0},{"$f":"BY26","v":0},{"$f":"IF(BZ25<=$AA$45, BZ26+  $D$27, 0)","v":0},{"$f":"CA26","v":0},{"$f":"IF(CB25<=$AA$45, CB26+  $D$27, 0)","v":0},{"$f":"CC26","v":0},{"$f":"IF(CD25<=$AA$45, CD26+  $D$27, 0)","v":0},{"$f":"CE26","v":0},{"$f":"IF(CF25<=$AA$45, CF26+  $D$27, 0)","v":0},{"$f":"CG26","v":0},{"$f":"IF(CH25<=$AA$45, CH26+  $D$27, 0)","v":0},{"$f":"CI26","v":0},{"$f":"IF(CJ25<=$AA$45, CJ26+  $D$27, 0)","v":0},{"$f":"CK26","v":0},{"$f":"IF(CL25<=$AA$45, CL26+  $D$27, 0)","v":0},{"$f":"CM26","v":0},{"$f":"IF(CN25<=$AA$45, CN26+  $D$27, 0)","v":0},{"$f":"CO26","v":0},{"$f":"IF(CP25<=$AA$45, CP26+  $D$27, 0)","v":0},{"$f":"CQ26","v":0},{"$f":"IF(CR25<=$AA$45, CR26+  $D$27, 0)","v":0},{"$f":"CS26","v":0},{"$f":"IF(CT25<=$AA$45, CT26+  $D$27, 0)","v":0},{"$f":"CU26","v":0},{"$f":"IF(CV25<=$AA$45, CV26+  $D$27, 0)","v":0},{"$f":"CW26","v":0},{"$f":"IF(CX25<=$AA$45, CX26+  $D$27, 0)","v":0},{"$f":"CY26","v":0},{"$f":"IF(CZ25<=$AA$45, CZ26+  $D$27, 0)","v":0},{"$f":"DA26","v":0},{"$f":"IF(DB25<=$AA$45, DB26+  $D$27, 0)","v":0},{"$f":"DC26","v":0},{"$f":"IF(DD25<=$AA$45, DD26+  $D$27, 0)","v":0},{"$f":"DE26","v":0},{"$f":"IF(DF25<=$AA$45, DF26+  $D$27, 0)","v":0},{"$f":"DG26","v":0},{"$f":"IF(DH25<=$AA$45, DH26+  $D$27, 0)","v":0},{"$f":"DI26","v":0},{"$f":"IF(DJ25<=$AA$45, DJ26+  $D$27, 0)","v":0},{"$f":"DK26","v":0},{"$f":"IF(DL25<=$AA$45, DL26+  $D$27, 0)","v":0},{"$f":"DM26","v":0},{"$f":"IF(DN25<=$AA$45, DN26+  $D$27, 0)","v":0},{"$f":"DO26","v":0},{"$f":"IF(DP25<=$AA$45, DP26+  $D$27, 0)","v":0},{"$f":"DQ26","v":0},{"$f":"IF(DR25<=$AA$45, DR26+  $D$27, 0)","v":0},{"$f":"DS26","v":0},{"$f":"IF(DT25<=$AA$45, DT26+  $D$27, 0)","v":0},{"$f":"DU26","v":0}]
["Minimum effluent application (mm/day/m2)",{"$f":"B7/B19","v":2.4378560676532768},null,null,null,{"$f":"AA45","v":13},"ETA bed separation",{"$f":"H27-2*F27","v":1.4},null,null,null,null,null,null,null,"Set of figures choosen",3,null,null,null,null,{"$f":"$Y$46-$W$45","v":5.551851712740385},null,{"$f":"X27","v":2},{"$f":"X26","v":0},{"$f":"Z27","v":4},{"$f":"AA26","v":2},{"$f":"AB27","v":6},{"$f":"AC26","v":4},{"$f":"AD27","v":8},{"$f":"AE26","v":6},{"$f":"AF27","v":10},{"$f":"AG26","v":8},{"$f":"AH27","v":12},{"$f":"AI26","v":10},{"$f":"AJ27","v":14},{"$f":"AK26","v":12},{"$f":"AL27","v":16},{"$f":"AM26","v":14},{"$f":"AN27","v":18},{"$f":"AO26","v":16},{"$f":"AP27","v":20},{"$f":"AQ26","v":18},{"$f":"AR27","v":22},{"$f":"AS26","v":20},{"$f":"AT27","v":24},{"$f":"AU26","v":22},{"$f":"AV27","v":26},{"$f":"AW26","v":24},{"$f":"AX27","v":0},{"$f":"AY26","v":0},{"$f":"AZ27","v":0},{"$f":"BA26","v":0},{"$f":"BB27","v":0},{"$f":"BC26","v":0},{"$f":"BD27","v":0},{"$f":"BE26","v":0},{"$f":"BF27","v":0},{"$f":"BG26","v":0},{"$f":"BH27","v":0},{"$f":"BI26","v":0},{"$f":"BJ27","v":0},{"$f":"BK26","v":0},{"$f":"BL27","v":0},{"$f":"BM26","v":0},{"$f":"BN27","v":0},{"$f":"BO26","v":0},{"$f":"BP27","v":0},{"$f":"BQ26","v":0},{"$f":"BR27","v":0},{"$f":"BS26","v":0},{"$f":"BT27","v":0},{"$f":"BU26","v":0},{"$f":"BV27","v":0},{"$f":"BW26","v":0},{"$f":"BX27","v":0},0,{"$f":"BZ27","v":0},0,{"$f":"CB27","v":0},0,{"$f":"CD27","v":0},0,{"$f":"CF27","v":0},0,{"$f":"CH27","v":0},0,{"$f":"CJ27","v":0},0,{"$f":"CL27","v":0},0,{"$f":"CN27","v":0},0,{"$f":"CP27","v":0},0,{"$f":"CR27","v":0},0,{"$f":"CT27","v":0},0,{"$f":"CV27","v":0},0,{"$f":"CX27","v":0},0,{"$f":"CZ27","v":0},0,{"$f":"DB27","v":0},0,{"$f":"DD27","v":0},0,{"$f":"DF27","v":0},0,{"$f":"DH27","v":0},0,{"$f":"DJ27","v":0},0,{"$f":"DL27","v":0},0,{"$f":"DN27","v":0},0,{"$f":"DP27","v":0},0,{"$f":"DR27","v":0},0,{"$f":"DT27","v":0},0]
[null,null,null,null,null,null,null,null,null,null,null,null,null,null,null,null,null,null,null,null,null,{"$f":"V28","v":5.551851712740385},null,{"$f":"X27","v":2},{"$f":"X27","v":2},{"$f":"Z27","v":4},{"$f":"Z29","v":4},{"$f":"AB27","v":6},{"$f":"AB29","v":6},{"$f":"AD27","v":8},{"$f":"AD29","v":8},{"$f":"AF27","v":10},{"$f":"AF29","v":10},{"$f":"AH27","v":12},{"$f":"AH29","v":12},{"$f":"AJ27","v":14},{"$f":"AJ29","v":14},{"$f":"AL27","v":16},{"$f":"AL29","v":16},{"$f":"AN27","v":18},{"$f":"AN29","v":18},{"$f":"AP27","v":20},{"$f":"AP29","v":20},{"$f":"AR27","v":22},{"$f":"AR29","v":22},{"$f":"AT27","v":24},{"$f":"AT29","v":24},{"$f":"AV27","v":26},{"$f":"AV29","v":26},{"$f":"AX27","v":0},{"$f":"AX29","v":0},{"$f":"AZ27","v":0},{"$f":"AZ29","v":0},{"$f":"BB27","v":0},{"$f":"BB29","v":0},{"$f":"BD27","v":0},{"$f":"BD29","v":0},{"$f":"BF27","v":0},{"$f":"BF29","v":0},{"$f":"BH27","v":0},{"$f":"BH29","v":0},{"$f":"BJ27","v":0},{"$f":"BJ29","v":0},{"$f":"BL27","v":0},{"$f":"BL29","v":0},{"$f":"BN27","v":0},{"$f":"BN29","v":0},{"$f":"BP27","v":0},{"$f":"BP29","v":0},{"$f":"BR27","v":0},{"$f":"BR29","v":0},{"$f":"BT27","v":0},{"$f":"BT29","v":0},{"$f":"BV27","v":0},{"$f":"BV29","v":0},{"$f":"BX27","v":0},0,{"$f":"BZ27","v":0},0,{"$f":"CB27","v":0},0,{"$f":"CD27","v":0},0,{"$f":"CF27","v":0},0,{"$f":"CH27","v":0},0,{"$f":"CJ27","v":0},0,{"$f":"CL27","v":0},0,{"$f":"CN27","v":0},0,{"$f":"CP27","v":0},0,{"$f":"CR27","v":0},0,{"$f":"CT27","v":0},0,{"$f":"CV27","v":0},0,{"$f":"CX27","v":0},0,{"$f":"CZ27","v":0},0,{"$f":"DB27","v":0},0,{"$f":"DD27","v":0},0,{"$f":"DF27","v":0},0,{"$f":"DH27","v":0},0,{"$f":"DJ27","v":0},0,{"$f":"DL27","v":0},0,{"$f":"DN27","v":0},0,{"$f":"DP27","v":0},0,{"$f":"DR27","v":0},0,{"$f":"DT27","v":0},0]
["Exceedence (L)",{"$f":"J34*B19","v":0}]
[null,0.9452054794520548,null,null,null,null,null,null,null,null,null,null,null,null,null,null,null,null,null,null,null,0,{"$f":"$Y$47","v":26}]
[null,null,null,null,null,null,"Evapo-Trans. (mm)",null,"Rainfall Infiltrating (mm)","Exceedence (mm)","Effluent Irrigation Rate (mm/day)","Actual Soil Moisture (mm)",null,null,null,null,null,null,null,null,null,{"$f":"$Y$46","v":5.551851712740385},{"$f":"$Y$47","v":26}]
[null,null,null,null,null,"Maximum",null,null,{"$f":"MAX(I38:I7707)","v":104.63989041815685},{"$f":"MAX(J38:J7707)","v":2.4378560676532999},{"$f":"MAX(K38:K7707)","v":2.4378560676532768},{"$f":"MAX(L38:L7707)","v":113.4378560676533}]
[null,null,null,null,null,"Permissible",null,null,null,{"$f":"PERCENTILE(J$38:J$7707, 1-$B$27)","v":0},null,null,null,null,null,null,null,null,null,null,null,{"$f":"V32","v":5.551851712740385},null,0,null,{"$f":"IF(Z27=0,0,Z26-$W$45)","v":2},null,{"$f":"IF(AB27=0,0,AB26-$W$45)","v":4},null,{"$f":"IF(AD27=0,0,AD26-$W$45)","v":6},null,{"$f":"IF(AF27=0,0,AF26-$W$45)","v":8},null,{"$f":"IF(AH27=0,0,AH26-$W$45)","v":10},null,{"$f":"IF(AJ27=0,0,AJ26-$W$45)","v":12},null,{"$f":"IF(AL27=0,0,AL26-$W$45)","v":14},null,{"$f":"IF(AN27=0,0,AN26-$W$45)","v":16},null,{"$f":"IF(AP27=0,0,AP26-$W$45)","v":18},null,{"$f":"IF(AR27=0,0,AR26-$W$45)","v":20},null,{"$f":"IF(AT27=0,0,AT26-$W$45)","v":22},null,{"$f":"IF(AV27=0,0,AV26-$W$45)","v":24},null,{"$f":"IF(AX27=0,0,AX26-$W$45)","v":0},null,{"$f":"IF(AZ27=0,0,AZ26-$W$45)","v":0},null,{"$f":"IF(BB27=0,0,BB26-$W$45)","v":0},null,{"$f":"IF(BD27=0,0,BD26-$W$45)","v":0},null,{"$f":"IF(BF27=0,0,BF26-$W$45)","v":0},null,{"$f":"IF(BH27=0,0,BH26-$W$45)","v":0},null,{"$f":"IF(BJ27=0,0,BJ26-$W$45)","v":0},null,{"$f":"IF(BL27=0,0,BL26-$W$45)","v":0},null,{"$f":"IF(BN27=0,0,BN26-$W$45)","v":0},null,{"$f":"IF(BP27=0,0,BP26-$W$45)","v":0},null,{"$f":"IF(BR27=0,0,BR26-$W$45)","v":0},null,{"$f":"IF(BT27=0,0,BT26-$W$45)","v":0},null,{"$f":"IF(BV27=0,0,BV26-$W$45)","v":0},null,{"$f":"IF(BX27=0,0,BX26-$W$45)","v":0},null,{"$f":"IF(BZ27=0,0,BZ26-$W$45)","v":0},null,{"$f":"IF(CB27=0,0,CB26-$W$45)","v":0},null,{"$f":"IF(CD27=0,0,CD26-$W$45)","v":0},null,{"$f":"IF(CF27=0,0,CF26-$W$45)","v":0},null,{"$f":"IF(CH27=0,0,CH26-$W$45)","v":0},null,{"$f":"IF(CJ27=0,0,CJ26-$W$45)","v":0},null,{"$f":"IF(CL27=0,0,CL26-$W$45)","v":0},null,{"$f":"IF(CN27=0,0,CN26-$W$45)","v":0},null,{"$f":"IF(CP27=0,0,CP26-$W$45)","v":0},null,{"$f":"IF(CR27=0,0,CR26-$W$45)","v":0},null,{"$f":"IF(CT27=0,0,CT26-$W$45)","v":0},null,{"$f":"IF(CV27=0,0,CV26-$W$45)","v":0},null,{"$f":"IF(CX27=0,0,CX26-$W$45)","v":0},null,{"$f":"IF(CZ27=0,0,CZ26-$W$45)","v":0},null,{"$f":"IF(DB27=0,0,DB26-$W$45)","v":0},null,{"$f":"IF(DD27=0,0,DD26-$W$45)","v":0},null,{"$f":"IF(DF27=0,0,DF26-$W$45)","v":0},null,{"$f":"IF(DH27=0,0,DH26-$W$45)","v":0},null,{"$f":"IF(DJ27=0,0,DJ26-$W$45)","v":0},null,{"$f":"IF(DL27=0,0,DL26-$W$45)","v":0},null,{"$f":"IF(DN27=0,0,DN26-$W$45)","v":0},null,{"$f":"IF(DP27=0,0,DP26-$W$45)","v":0},null,{"$f":"IF(DR27=0,0,DR26-$W$45)","v":0},null,{"$f":"IF(DT27=0,0,DT26-$W$45)","v":0}]
[null,null,null,null,null,"Minimum",null,null,{"$f":"MIN(I38:I7707)","v":0},{"$f":"MIN(J38:J7707)","v":0},{"$f":"MIN(K38:K7707)","v":0},{"$f":"MIN(L38:L7707)","v":2.7800591807977915},null,null,null,null,null,null,null,null,null,{"$f":"V32","v":5.551851712740385},null,{"$f":"X29+$W$45","v":2},null,{"$f":"IF(Z27=0,0,Z29+$W$45)","v":4},null,{"$f":"IF(AB27=0,0,AB29+$W$45)","v":6},null,{"$f":"IF(AD27=0,0,AD29+$W$45)","v":8},null,{"$f":"IF(AF27=0,0,AF29+$W$45)","v":10},null,{"$f":"IF(AH27=0,0,AH29+$W$45)","v":12},null,{"$f":"IF(AJ27=0,0,AJ29+$W$45)","v":14},null,{"$f":"IF(AL27=0,0,AL29+$W$45)","v":16},null,{"$f":"IF(AN27=0,0,AN29+$W$45)","v":18},null,{"$f":"IF(AP27=0,0,AP29+$W$45)","v":20},null,{"$f":"IF(AR27=0,0,AR29+$W$45)","v":22},null,{"$f":"IF(AT27=0,0,AT29+$W$45)","v":24},null,{"$f":"IF(AV27=0,0,AV29+$W$45)","v":26},null,{"$f":"IF(AX27=0,0,AX29+$W$45)","v":0},null,{"$f":"IF(AZ27=0,0,AZ29+$W$45)","v":0},null,{"$f":"IF(BB27=0,0,BB29+$W$45)","v":0},null,{"$f":"IF(BD27=0,0,BD29+$W$45)","v":0},null,{"$f":"IF(BF27=0,0,BF29+$W$45)","v":0},null,{"$f":"IF(BH27=0,0,BH29+$W$45)","v":0},null,{"$f":"IF(BJ27=0,0,BJ29+$W$45)","v":0},null,{"$f":"IF(BL27=0,0,BL29+$W$45)","v":0},null,{"$f":"IF(BN27=0,0,BN29+$W$45)","v":0},null,{"$f":"IF(BP27=0,0,BP29+$W$45)","v":0},null,{"$f":"IF(BR27=0,0,BR29+$W$45)","v":0},null,{"$f":"IF(BT27=0,0,BT29+$W$45)","v":0},null,{"$f":"IF(BV27=0,0,BV29+$W$45)","v":0},null,{"$f":"IF(BX27=0,0,BX29+$W$45)","v":0},null,{"$f":"IF(BZ27=0,0,BZ29+$W$45)","v":0},null,{"$f":"IF(CB27=0,0,CB29+$W$45)","v":0},null,{"$f":"IF(CD27=0,0,CD29+$W$45)","v":0},null,{"$f":"IF(CF27=0,0,CF29+$W$45)","v":0},null,{"$f":"IF(CH27=0,0,CH29+$W$45)","v":0},null,{"$f":"IF(CJ27=0,0,CJ29+$W$45)","v":0},null,{"$f":"IF(CL27=0,0,CL29+$W$45)","v":0},null,{"$f":"IF(CN27=0,0,CN29+$W$45)","v":0},null,{"$f":"IF(CP27=0,0,CP29+$W$45)","v":0},null,{"$f":"IF(CR27=0,0,CR29+$W$45)","v":0},null,{"$f":"IF(CT27=0,0,CT29+$W$45)","v":0},null,{"$f":"IF(CV27=0,0,CV29+$W$45)","v":0},null,{"$f":"IF(CX27=0,0,CX29+$W$45)","v":0},null,{"$f":"IF(CZ27=0,0,CZ29+$W$45)","v":0},null,{"$f":"IF(DB27=0,0,DB29+$W$45)","v":0},null,{"$f":"IF(DD27=0,0,DD29+$W$45)","v":0},null,{"$f":"IF(DF27=0,0,DF29+$W$45)","v":0},null,{"$f":"IF(DH27=0,0,DH29+$W$45)","v":0},null,{"$f":"IF(DJ27=0,0,DJ29+$W$45)","v":0},null,{"$f":"IF(DL27=0,0,DL29+$W$45)","v":0},null,{"$f":"IF(DN27=0,0,DN29+$W$45)","v":0},null,{"$f":"IF(DP27=0,0,DP29+$W$45)","v":0},null,{"$f":"IF(DR27=0,0,DR29+$W$45)","v":0},null,{"$f":"IF(DT27=0,0,DT29+$W$45)","v":0}]
[null,null,null,null,null,"Yearly avg.",{"$f":"AVERAGE(G$38:G$7707)*365","v":1113.6528384848889},{"$f":"AVERAGE(H$38:H$7707)*365","v":974.86205789476435},{"$f":"AVERAGE(I$38:I$7707)*365","v":1199.6344250936359},{"$f":"AVERAGE(J$38:J$7707)*365","v":40.334635252136025},{"$f":"AVERAGE(K$38:K$7707)*365","v":889.70145198627222}]
["Year","Month","Day","Evap. (mm)","Rainfall (mm)","Crop Factor","Evapo-Trans. (mm)","Per-colation (mm/day) ","Rainfall Infiltrating (mm)","Exceedence (mm)"," Effluent Irrigation Rate (mm/day)","Actual Soil Moisture (mm)",null,null,null,null,null,null,null,null,null,{"$f":"V31","v":0},null,{"$f":"IF(X26=0,0,X26-$W$45)","v":0},null,{"$f":"IF(Z26=0,0,Z26-$W$45)","v":2},null,{"$f":"IF(AB26=0,0,AB26-$W$45)","v":4},null,{"$f":"IF(AD26=0,0,AD26-$W$45)","v":6},null,{"$f":"IF(AF26=0,0,AF26-$W$45)","v":8},null,{"$f":"IF(AH26=0,0,AH26-$W$45)","v":10},null,{"$f":"IF(AJ26=0,0,AJ26-$W$45)","v":12},null,{"$f":"IF(AL26=0,0,AL26-$W$45)","v":14},null,{"$f":"IF(AN26=0,0,AN26-$W$45)","v":16},null,{"$f":"IF(AP26=0,0,AP26-$W$45)","v":18},null,{"$f":"IF(AR26=0,0,AR26-$W$45)","v":20},null,{"$f":"IF(AT26=0,0,AT26-$W$45)","v":22},null,{"$f":"IF(AV26=0,0,AV26-$W$45)","v":24},null,{"$f":"IF(AX26=0,0,AX26-$W$45)","v":0},null,{"$f":"IF(AZ26=0,0,AZ26-$W$45)","v":0},null,{"$f":"IF(BB26=0,0,BB26-$W$45)","v":0},null,{"$f":"IF(BD26=0,0,BD26-$W$45)","v":0},null,{"$f":"IF(BF26=0,0,BF26-$W$45)","v":0},null,{"$f":"IF(BH26=0,0,BH26-$W$45)","v":0},null,{"$f":"IF(BJ26=0,0,BJ26-$W$45)","v":0},null,{"$f":"IF(BL26=0,0,BL26-$W$45)","v":0},null,{"$f":"IF(BN26=0,0,BN26-$W$45)","v":0},null,{"$f":"IF(BP26=0,0,BP26-$W$45)","v":0},null,{"$f":"IF(BR26=0,0,BR26-$W$45)","v":0},null,{"$f":"IF(BT26=0,0,BT26-$W$45)","v":0},null,{"$f":"IF(BV26=0,0,BV26-$W$45)","v":0},null,{"$f":"IF(BX26=0,0,BX26-$W$45)","v":0},null,{"$f":"IF(BZ26=0,0,BZ26-$W$45)","v":0},null,{"$f":"IF(CB26=0,0,CB26-$W$45)","v":0},null,{"$f":"IF(CD26=0,0,CD26-$W$45)","v":0},null,{"$f":"IF(CF26=0,0,CF26-$W$45)","v":0},null,{"$f":"IF(CH26=0,0,CH26-$W$45)","v":0},null,{"$f":"IF(CJ26=0,0,CJ26-$W$45)","v":0},null,{"$f":"IF(CL26=0,0,CL26-$W$45)","v":0},null,{"$f":"IF(CN26=0,0,CN26-$W$45)","v":0},null,{"$f":"IF(CP26=0,0,CP26-$W$45)","v":0},null,{"$f":"IF(CR26=0,0,CR26-$W$45)","v":0},null,{"$f":"IF(CT26=0,0,CT26-$W$45)","v":0},null,{"$f":"IF(CV26=0,0,CV26-$W$45)","v":0},null,{"$f":"IF(CX26=0,0,CX26-$W$45)","v":0},null,{"$f":"IF(CZ26=0,0,CZ26-$W$45)","v":0},null,{"$f":"IF(DB26=0,0,DB26-$W$45)","v":0},null,{"$f":"IF(DD26=0,0,DD26-$W$45)","v":0},null,{"$f":"IF(DF26=0,0,DF26-$W$45)","v":0},null,{"$f":"IF(DH26=0,0,DH26-$W$45)","v":0},null,{"$f":"IF(DJ26=0,0,DJ26-$W$45)","v":0},null,{"$f":"IF(DL26=0,0,DL26-$W$45)","v":0},null,{"$f":"IF(DN26=0,0,DN26-$W$45)","v":0},null,{"$f":"IF(DP26=0,0,DP26-$W$45)","v":0},null,{"$f":"IF(DR26=0,0,DR26-$W$45)","v":0},null,{"$f":"IF(DT26=0,0,DT26-$W$45)","v":0}]
[1980,7,1,4.2,0,{"$f":"INDEX($Q$27:$T$27,CEILING((1+MOD(B38,12))/3,1))","v":0.66},{"$f":"D38*F38","v":2.7720000000000002},0,0,0,0,{"$f":"$B$26/2","v":55.5},null,null,null,null,null,null,null,null,null,{"$f":"V32","v":5.551851712740385},null,{"$f":"X37","v":0},null,{"$f":"Z37","v":2},null,{"$f":"AB37","v":4},null,{"$f":"AD37","v":6},null,{"$f":"AF37","v":8},null,{"$f":"AH37","v":10},null,{"$f":"AJ37","v":12},null,{"$f":"AL37","v":14},null,{"$f":"AN37","v":16},null,{"$f":"AP37","v":18},null,{"$f":"AR37","v":20},null,{"$f":"AT37","v":22},null,{"$f":"AV37","v":24},null,{"$f":"AX37","v":0},null,{"$f":"AZ37","v":0},null,{"$f":"BB37","v":0},null,{"$f":"BD37","v":0},null,{"$f":"BF37","v":0},null,{"$f":"BH37","v":0},null,{"$f":"BJ37","v":0},null,{"$f":"BL37","v":0},null,{"$f":"BN37","v":0},null,{"$f":"BP37","v":0},null,{"$f":"BR37","v":0},null,{"$f":"BT37","v":0},null,{"$f":"BV37","v":0},null,{"$f":"BX37","v":0},null,{"$f":"BZ37","v":0},null,{"$f":"CB37","v":0},null,{"$f":"CD37","v":0},null,{"$f":"CF37","v":0},null,{"$f":"CH37","v":0},null,{"$f":"CJ37","v":0},null,{"$f":"CL37","v":0},null,{"$f":"CN37","v":0},null,{"$f":"CP37","v":0},null,{"$f":"CR37","v":0},null,{"$f":"CT37","v":0},null,{"$f":"CV37","v":0},null,{"$f":"CX37","v":0},null,{"$f":"CZ37","v":0},null,{"$f":"DB37","v":0},null,{"$f":"DD37","v":0},null,{"$f":"DF37","v":0},null,{"$f":"DH37","v":0},null,{"$f":"DJ37","v":0},null,{"$f":"DL37","v":0},null,{"$f":"DN37","v":0},null,{"$f":"DP37","v":0},null,{"$f":"DR37","v":0},null,{"$f":"DT37","v":0}]
[1980,7,2,2.6,0,0.66,{"$f":"IF(2*( L38/$C$26)  <0.5,D39*F39*      4         *(L38/$C$26),D39*F39)","v":1.7160000000000002},{"$f":"MIN($B$22, MAX(0, L38-$C$26))","v":5},{"$f":"MIN($B$21*E39,$B$26-L38+G39+H39)","v":0},{"$f":"MAX(0,L38+I39+$B$28-$B$26-H39-G39)","v":0},{"$f":"$B$28","v":2.4378560676532768},{"$f":"MAX(0,L38+I39+K39-G39-H39)","v":51.221856067653277},null,null,null,null,null,null,null,null,null,null,null,null,null,null,null,null,null,{"$f":"(AD25-1)*$H$28","v":4.1999999999999993},null,{"$f":"(AF25-1)*$H$28","v":5.6}]
[1980,7,3,3.4,0,0.66,{"$f":"IF(2*( L39/$C$26)  <0.5,D40*F40*      4         *(L39/$C$26),D40*F40)","v":2.2440000000000002},{"$f":"MIN($B$22, MAX(0, L39-$C$26))","v":5},0,{"$f":"MAX(0,L39+I40+$B$28-$B$26-H40-G40)","v":0},{"$f":"$B$28","v":2.4378560676532768},46.415712135306556,null,null,null,null,null,null,null,null,null,{"$f":"V31","v":0},null,{"$f":"IF(X27=0,0,X27+$W$45)","v":2},null,{"$f":"IF(Z27=0,0,Z27+$W$45)","v":4},null,{"$f":"IF(AB27=0,0,AB27+$W$45)","v":6},null,{"$f":"IF(AD27=0,0,AD27+$W$45)","v":8},null,{"$f":"IF(AF27=0,0,AF27+$W$45)","v":10},null,{"$f":"IF(AH27=0,0,AH27+$W$45)","v":12},null,{"$f":"IF(AJ27=0,0,AJ27+$W$45)","v":14},null,{"$f":"IF(AL27=0,0,AL27+$W$45)","v":16},null,{"$f":"IF(AN27=0,0,AN27+$W$45)","v":18},null,{"$f":"IF(AP27=0,0,AP27+$W$45)","v":20},null,{"$f":"IF(AR27=0,0,AR27+$W$45)","v":22},null,{"$f":"IF(AT27=0,0,AT27+$W$45)","v":24},null,{"$f":"IF(AV27=0,0,AV27+$W$45)","v":26},null,{"$f":"IF(AX27=0,0,AX27+$W$45)","v":0},null,{"$f":"IF(AZ27=0,0,AZ27+$W$45)","v":0},null,{"$f":"IF(BB27=0,0,BB27+$W$45)","v":0},null,{"$f":"IF(BD27=0,0,BD27+$W$45)","v":0},null,{"$f":"IF(BF27=0,0,BF27+$W$45)","v":0},null,{"$f":"IF(BH27=0,0,BH27+$W$45)","v":0},null,{"$f":"IF(BJ27=0,0,BJ27+$W$45)","v":0},null,{"$f":"IF(BL27=0,0,BL27+$W$45)","v":0},null,{"$f":"IF(BN27=0,0,BN27+$W$45)","v":0},null,{"$f":"IF(BP27=0,0,BP27+$W$45)","v":0},null,{"$f":"IF(BR27=0,0,BR27+$W$45)","v":0},null,{"$f":"IF(BT27=0,0,BT27+$W$45)","v":0},null,{"$f":"IF(BV27=0,0,BV27+$W$45)","v":0},null,{"$f":"IF(BX27=0,0,BX27+$W$45)","v":0},null,{"$f":"IF(BZ27=0,0,BZ27+$W$45)","v":0},null,{"$f":"IF(CB27=0,0,CB27+$W$45)","v":0},null,{"$f":"IF(CD27=0,0,CD27+$W$45)","v":0},null,{"$f":"IF(CF27=0,0,CF27+$W$45)","v":0},null,{"$f":"IF(CH27=0,0,CH27+$W$45)","v":0},null,{"$f":"IF(CJ27=0,0,CJ27+$W$45)","v":0},null,{"$f":"IF(CL27=0,0,CL27+$W$45)","v":0},null,{"$f":"IF(CN27=0,0,CN27+$W$45)","v":0},null,{"$f":"IF(CP27=0,0,CP27+$W$45)","v":0},null,{"$f":"IF(CR27=0,0,CR27+$W$45)","v":0},null,{"$f":"IF(CT27=0,0,CT27+$W$45)","v":0},null,{"$f":"IF(CV27=0,0,CV27+$W$45)","v":0},null,{"$f":"IF(CX27=0,0,CX27+$W$45)","v":0},null,{"$f":"IF(CZ27=0,0,CZ27+$W$45)","v":0},null,{"$f":"IF(DB27=0,0,DB27+$W$45)","v":0},null,{"$f":"IF(DD27=0,0,DD27+$W$45)","v":0},null,{"$f":"IF(DF27=0,0,DF27+$W$45)","v":0},null,{"$f":"IF(DH27=0,0,DH27+$W$45)","v":0},null,{"$f":"IF(DJ27=0,0,DJ27+$W$45)","v":0},null,{"$f":"IF(DL27=0,0,DL27+$W$45)","v":0},null,{"$f":"IF(DN27=0,0,DN27+$W$45)","v":0},null,{"$f":"IF(DP27=0,0,DP27+$W$45)","v":0},null,{"$f":"IF(DR27=0,0,DR27+$W$45)","v":0},null,{"$f":"IF(DT27=0,0,DT27+$W$45)","v":0}]
[1980,7,4,3.5,0,0.66,2.31,1.4157121353065563,0,0,2.4378560676532768,45.127856067653276,null,null,null,null,null,null,null,null,null,{"$f":"V32","v":5.551851712740385},null,{"$f":"X40","v":2},null,{"$f":"Z40","v":4},null,{"$f":"AB40","v":6},null,{"$f":"AD40","v":8},null,{"$f":"AF40","v":10},null,{"$f":"AH40","v":12},null,{"$f":"AJ40","v":14},null,{"$f":"AL40","v":16},null,{"$f":"AN40","v":18},null,{"$f":"AP40","v":20},null,{"$f":"AR40","v":22},null,{"$f":"AT40","v":24},null,{"$f":"AV40","v":26},null,{"$f":"AX40","v":0},null,{"$f":"AZ40","v":0},null,{"$f":"BB40","v":0},null,{"$f":"BD40","v":0},null,{"$f":"BF40","v":0},null,{"$f":"BH40","v":0},null,{"$f":"BJ40","v":0},null,{"$f":"BL40","v":0},null,{"$f":"BN40","v":0},null,{"$f":"BP40","v":0},null,{"$f":"BR40","v":0},null,{"$f":"BT40","v":0},null,{"$f":"BV40","v":0},null,{"$f":"BX40","v":0},null,{"$f":"BZ40","v":0},null,{"$f":"CB40","v":0},null,{"$f":"CD40","v":0},null,{"$f":"CF40","v":0},null,{"$f":"CH40","v":0},null,{"$f":"CJ40","v":0},null,{"$f":"CL40","v":0},null,{"$f":"CN40","v":0},null,{"$f":"CP40","v":0},null,{"$f":"CR40","v":0},null,{"$f":"CT40","v":0},null,{"$f":"CV40","v":0},null,{"$f":"CX40","v":0},null,{"$f":"CZ40","v":0},null,{"$f":"DB40","v":0},null,{"$f":"DD40","v":0},null,{"$f":"DF40","v":0},null,{"$f":"DH40","v":0},null,{"$f":"DJ40","v":0},null,{"$f":"DL40","v":0},null,{"$f":"DN40","v":0},null,{"$f":"DP40","v":0},null,{"$f":"DR40","v":0},null,{"$f":"DT40","v":0}]
[1980,7,5,4.5,0,0.66,2.97,0.12785606765327628,0,0,2.4378560676532768,44.46785606765328]
[1980,7,6,3.3,0,0.66,2.1779999999999999,0,0,0,2.4378560676532768,44.727712135306561,null,null,null,null,null,null,null,null,null,{"$f":"$V$31+($D$27+2*$W$45)/2","v":1},null,{"$f":"AVERAGE(X$26,X$29)","v":1},null,{"$f":"AVERAGE(Z$26,Z$29)","v":3},null,{"$f":"AVERAGE(AB$26,AB$29)","v":5},null,{"$f":"AVERAGE(AD$26,AD$29)","v":7},null,{"$f":"AVERAGE(AF$26,AF$29)","v":9},null,{"$f":"AVERAGE(AH$26,AH$29)","v":11},null,{"$f":"AVERAGE(AJ$26,AJ$29)","v":13},null,{"$f":"AVERAGE(AL$26,AL$29)","v":15},null,{"$f":"AVERAGE(AN$26,AN$29)","v":17},null,{"$f":"AVERAGE(AP$26,AP$29)","v":19},null,{"$f":"AVERAGE(AR$26,AR$29)","v":21},null,{"$f":"AVERAGE(AT$26,AT$29)","v":23},null,{"$f":"AVERAGE(AV$26,AV$29)","v":25},null,{"$f":"AVERAGE(AX$26,AX$29)","v":0},null,{"$f":"AVERAGE(AZ$26,AZ$29)","v":0},null,{"$f":"AVERAGE(BB$26,BB$29)","v":0},null,{"$f":"AVERAGE(BD$26,BD$29)","v":0},null,{"$f":"AVERAGE(BF$26,BF$29)","v":0},null,{"$f":"AVERAGE(BH$26,BH$29)","v":0},null,{"$f":"AVERAGE(BJ$26,BJ$29)","v":0},null,{"$f":"AVERAGE(BL$26,BL$29)","v":0},null,{"$f":"AVERAGE(BN$26,BN$29)","v":0},null,{"$f":"AVERAGE(BP$26,BP$29)","v":0},null,{"$f":"AVERAGE(BR$26,BR$29)","v":0},null,{"$f":"AVERAGE(BT$26,BT$29)","v":0},null,{"$f":"AVERAGE(BV$26,BV$29)","v":0},null,{"$f":"AVERAGE(BX$26,BX$29)","v":0},null,{"$f":"AVERAGE(BZ$26,BZ$29)","v":0},null,{"$f":"AVERAGE(CB$26,CB$29)","v":0},null,{"$f":"AVERAGE(CD$26,CD$29)","v":0},null,{"$f":"AVERAGE(CF$26,CF$29)","v":0},null,{"$f":"AVERAGE(CH$26,CH$29)","v":0},null,{"$f":"AVERAGE(CJ$26,CJ$29)","v":0},null,{"$f":"AVERAGE(CL$26,CL$29)","v":0},null,{"$f":"AVERAGE(CN$26,CN$29)","v":0},null,{"$f":"AVERAGE(CP$26,CP$29)","v":0},null,{"$f":"AVERAGE(CR$26,CR$29)","v":0},null,{"$f":"AVERAGE(CT$26,CT$29)","v":0},null,{"$f":"AVERAGE(CV$26,CV$29)","v":0},null,{"$f":"AVERAGE(CX$26,CX$29)","v":0},null,{"$f":"AVERAGE(CZ$26,CZ$29)","v":0},null,{"$f":"AVERAGE(DB$26,DB$29)","v":0},null,{"$f":"AVERAGE(DD$26,DD$29)","v":0},null,{"$f":"AVERAGE(DF$26,DF$29)","v":0},null,{"$f":"AVERAGE(DH$26,DH$29)","v":0},null,{"$f":"AVERAGE(DJ$26,DJ$29)","v":0},null,{"$f":"AVERAGE(DL$26,DL$29)","v":0},null,{"$f":"AVERAGE(DN$26,DN$29)","v":0},null,{"$f":"AVERAGE(DP$26,DP$29)","v":0},null,{"$f":"AVERAGE(DR$26,DR$29)","v":0},null,{"$f":"AVERAGE(DT$26,DT$29)","v":0}]
[1980,7,7,2.7,0,0.66,1.7820000000000003,0,0,0,2.4378560676532768,45.383568202959836,null,null,null,null,null,null,null,null,null,{"$f":"$V$35-($D$27+2*$W$45)/2","v":4.551851712740385},null,{"$f":"AVERAGE(X$26,X$29)","v":1},null,{"$f":"AVERAGE(Z$26,Z$29)","v":3},null,{"$f":"AVERAGE(AB$26,AB$29)","v":5},null,{"$f":"AVERAGE(AD$26,AD$29)","v":7},null,{"$f":"AVERAGE(AF$26,AF$29)","v":9},null,{"$f":"AVERAGE(AH$26,AH$29)","v":11},null,{"$f":"AVERAGE(AJ$26,AJ$29)","v":13},null,{"$f":"AVERAGE(AL$26,AL$29)","v":15},null,{"$f":"AVERAGE(AN$26,AN$29)","v":17},null,{"$f":"AVERAGE(AP$26,AP$29)","v":19},null,{"$f":"AVERAGE(AR$26,AR$29)","v":21},null,{"$f":"AVERAGE(AT$26,AT$29)","v":23},null,{"$f":"AVERAGE(AV$26,AV$29)","v":25},null,{"$f":"AVERAGE(AX$26,AX$29)","v":0},null,{"$f":"AVERAGE(AZ$26,AZ$29)","v":0},null,{"$f":"AVERAGE(BB$26,BB$29)","v":0},null,{"$f":"AVERAGE(BD$26,BD$29)","v":0},null,{"$f":"AVERAGE(BF$26,BF$29)","v":0},null,{"$f":"AVERAGE(BH$26,BH$29)","v":0},null,{"$f":"AVERAGE(BJ$26,BJ$29)","v":0},null,{"$f":"AVERAGE(BL$26,BL$29)","v":0},null,{"$f":"AVERAGE(BN$26,BN$29)","v":0},null,{"$f":"AVERAGE(BP$26,BP$29)","v":0},null,{"$f":"AVERAGE(BR$26,BR$29)","v":0},null,{"$f":"AVERAGE(BT$26,BT$29)","v":0},null,{"$f":"AVERAGE(BV$26,BV$29)","v":0},null,{"$f":"AVERAGE(BX$26,BX$29)","v":0},null,{"$f":"AVERAGE(BZ$26,BZ$29)","v":0},null,{"$f":"AVERAGE(CB$26,CB$29)","v":0},null,{"$f":"AVERAGE(CD$26,CD$29)","v":0},null,{"$f":"AVERAGE(CF$26,CF$29)","v":0},null,{"$f":"AVERAGE(CH$26,CH$29)","v":0},null,{"$f":"AVERAGE(CJ$26,CJ$29)","v":0},null,{"$f":"AVERAGE(CL$26,CL$29)","v":0},null,{"$f":"AVERAGE(CN$26,CN$29)","v":0},null,{"$f":"AVERAGE(CP$26,CP$29)","v":0},null,{"$f":"AVERAGE(CR$26,CR$29)","v":0},null,{"$f":"AVERAGE(CT$26,CT$29)","v":0},null,{"$f":"AVERAGE(CV$26,CV$29)","v":0},null,{"$f":"AVERAGE(CX$26,CX$29)","v":0},null,{"$f":"AVERAGE(CZ$26,CZ$29)","v":0},null,{"$f":"AVERAGE(DB$26,DB$29)","v":0},null,{"$f":"AVERAGE(DD$26,DD$29)","v":0},null,{"$f":"AVERAGE(DF$26,DF$29)","v":0},null,{"$f":"AVERAGE(DH$26,DH$29)","v":0},null,{"$f":"AVERAGE(DJ$26,DJ$29)","v":0},null,{"$f":"AVERAGE(DL$26,DL$29)","v":0},null,{"$f":"AVERAGE(DN$26,DN$29)","v":0},null,{"$f":"AVERAGE(DP$26,DP$29)","v":0},null,{"$f":"AVERAGE(DR$26,DR$29)","v":0},null,{"$f":"AVERAGE(DT$26,DT$29)","v":0}]
[1980,7,8,2.5,0,0.66,1.6500000000000001,0.38356820295983596,0,0,2.4378560676532768,45.78785606765328,null,null,null,null,null,null,null,null,null,"Envelope width (0 if SSI)",{"$f":"IF($AG$48=1,0,$F$27)","v":0},"Area: max(N area, hyd area)",{"$f":"$B$19","v":144.34814453125},"# trenches",13]
[1980,7,9,3,0,0.66,1.98,0.78785606765327998,0,0,2.4378560676532768,45.457856067653282,null,null,null,null,null,null,null,null,null,null,null,"x dim each bed",{"$f":"(Y45/AA45) / (D27+2*$W$45)","v":5.551851712740385},"Envelope area",{"$f":"$Y$46*$Y$47","v":144.34814453125},null,null,null,null,null,"SSI"]
[1980,7,10,3.6,0,0.66,2.3760000000000003,0.45785606765328168,0,0,2.4378560676532768,45.061856067653281,null,null,null,null,null,null,null,null,null,null,null,"max Y",{"$f":"MAX(X29:DU29)+$W$45","v":26},"Max XY scale",{"$f":"5*FLOOR((5+MAX($Y$47,$Y$46))/5,1)","v":30},null,null,null,null,null,"ETA"]
[1980,7,11,3.3,0,0.66,2.1779999999999999,6.1856067653280888E-2,0,0,2.4378560676532768,45.259856067653281,null,null,null,null,null,null,null,null,null,null,null,"max Y (no separation between beds)",{"$f":"$Y$47-($AA$45-1)*($H$28*($AG$48=2))","v":26},"ETA trench width",{"$f":"D27","v":2},null,null,null,null,"Link Cell",1]
[1980,7,12,1,0,0.66,0.66,0.25985606765328129,0,0,2.4378560676532768,46.777856067653282,null,null,null,null,null,null,null,null,null,null,null,"Init (default) #trenches",{"$f":"CEILING((Y45/20)/(AA48+2*W45),1)","v":4},{"$f":"CEILING($Y$45/( SQRT($AA$46) *($D$27+2*$W$45)),1)","v":7},".<-alternative default # trenches (sqrt of area)"]
[1980,7,13,2.6,0,0.66,1.7160000000000002,1.777856067653282,0,0,2.4378560676532768,45.721856067653277,null,null,null,null,null,null,null,null,null,null,null,"Tot trench area",{"$f":"(Y46-(2*F27))*AA48*AA45","v":128.74814453125003}]
[1980,7,14,2.2000000000000002,0,0.66,1.4520000000000002,0.72185606765327748,0,0,2.4378560676532768,45.98585606765328,null,null,null,null,null,null,null,null,null,null,null,"Tot bed area",{"$f":"Y46*Y48","v":144.34814453125}]
[1980,7,15,2.9,0,0.66,1.9139999999999999,0.98585606765328038,0,0,2.4378560676532768,45.523856067653277,null,null,null,null,null,null,null,null,null,null,null,"rat trench A:tot beds A",{"$f":"IF($AG$48=1,1,$Y$50/$Y$51)","v":1}]
[1980,7,16,1.1000000000000001,0.4,0.66,0.72600000000000009,0.52385606765327708,0.34,0,2.4378560676532768,47.051856067653283]
[1980,7,17,1.8,0,0.66,1.1880000000000002,2.0518560676532829,0,0,2.4378560676532768,46.249856067653276]
[1980,7,18,2.5,0,0.66,1.6500000000000001,1.2498560676532762,0,0,2.4378560676532768,45.78785606765328]
[1980,7,19,3.7,0,0.66,2.4420000000000002,0.78785606765327998,0,0,2.4378560676532768,44.995856067653278]
[1980,7,20,2.6,0,0.66,1.7160000000000002,0,0,0,2.4378560676532768,45.717712135306556]
[1980,7,21,4.4000000000000004,0,0.66,2.9040000000000004,0.71771213530655587,0,0,2.4378560676532768,44.533856067653275]
[1980,7,22,3.8,0,0.66,2.508,0,0,0,2.4378560676532768,44.463712135306551]
[1980,7,23,2.9,0,0.66,1.9139999999999999,0,0,0,2.4378560676532768,44.987568202959828]
[1980,7,24,2.6,2.2000000000000002,0.66,1.7160000000000002,0,1.87,0,2.4378560676532768,47.579424270613103]
[1980,7,25,2.4,1,0.66,1.5840000000000001,2.579424270613103,0.85,0,2.4378560676532768,46.703856067653277]
[1980,7,26,1.7,4,0.66,1.1220000000000001,1.7038560676532768,3.4,0,2.4378560676532768,49.715856067653277]
[1980,7,27,2,10.6,0.66,1.32,4.7158560676532773,9.01,0,2.4378560676532768,55.127856067653276]
[1980,7,28,1.1000000000000001,4.5999999999999996,0.66,0.72600000000000009,5,3.9099999999999997,0,2.4378560676532768,55.749712135306552]
[1980,7,29,1.3,0,0.66,0.8580000000000001,5,0,0,2.4378560676532768,52.329568202959834]
[1980,7,30,2.2999999999999998,1,0.66,1.518,5,0.85,0,2.4378560676532768,49.099424270613113]
[1980,7,31,1.7,22.6,0.66,1.1220000000000001,4.0994242706131132,19.21,0,2.4378560676532768,65.525856067653265]
[1980,8,1,1.4,4.8,0.66,0.92399999999999993,5,4.08,0,2.4378560676532768,66.119712135306528]
[1980,8,2,2.8,0,0.66,1.8479999999999999,5,0,0,2.4378560676532768,61.709568202959801]
[1980,8,3,3.8,0,0.66,2.508,5,0,0,2.4378560676532768,56.63942427061307]
[1980,8,4,4,0,0.66,2.64,5,0,0,2.4378560676532768,51.437280338266348]
[1980,8,5,1.8,0,0.66,1.1880000000000002,5,0,0,2.4378560676532768,47.687136405919624]
[1980,8,6,2.1,0,0.66,1.3860000000000001,2.6871364059196239,0,0,2.4378560676532768,46.051856067653276]
[1980,8,7,1.9,0,0.66,1.254,1.0518560676532758,0,0,2.4378560676532768,46.183856067653281]
[1980,8,8,1.8,0.3,0.66,1.1880000000000002,1.1838560676532808,0.255,0,2.4378560676532768,46.504856067653279]
[1980,8,9,4,0,0.66,2.64,1.5048560676532787,0,0,2.4378560676532768,44.797856067653278]
[1980,8,10,3.1,0,0.66,2.0460000000000003,0,0,0,2.4378560676532768,45.189712135306557]
[1980,8,11,2.5,0,0.66,1.6500000000000001,0.18971213530655717,0,0,2.4378560676532768,45.78785606765328]
[1980,8,12,4.4000000000000004,0,0.66,2.9040000000000004,0.78785606765327998,0,0,2.4378560676532768,44.533856067653275]
[1980,8,13,2.7,0,0.66,1.7820000000000003,0,0,0,2.4378560676532768,45.18971213530655]
[1980,8,14,3.4,3.4,0.66,2.2440000000000002,0.18971213530655007,2.8899999999999997,0,2.4378560676532768,48.083856067653279]
[1980,8,15,2.4,0,0.66,1.5840000000000001,3.0838560676532794,0,0,2.4378560676532768,45.853856067653275]
[1980,8,16,7.1,0,0.66,4.6859999999999999,0.85385606765327537,0,0,2.4378560676532768,42.751856067653279]
[1980,8,17,4,0,0.66,2.64,0,0,0,2.4378560676532768,42.549712135306557]
[1980,8,18,2.6,2.4,0.66,1.7160000000000002,0,2.04,0,2.4378560676532768,45.311568202959833]
[1980,8,19,3.4,7.3,0.66,2.2440000000000002,0.31156820295983323,6.2050000000000001,0,2.4378560676532768,51.398856067653277]
[1980,8,20,2.4,4.4000000000000004,0.66,1.5840000000000001,5,3.74,0,2.4378560676532768,50.992712135306554]
[1980,8,21,3.2,0,0.66,2.1120000000000001,5,0,0,2.4378560676532768,46.318568202959831]
[1980,8,22,3.5,2.6,0.66,2.31,1.3185682029598311,2.21,0,2.4378560676532768,47.337856067653277]
[1980,8,23,4,0,0.66,2.64,2.3378560676532771,0,0,2.4378560676532768,44.797856067653278]
[1980,8,24,4.5999999999999996,0,0.66,3.036,0,0,0,2.4378560676532768,44.199712135306555]
[1980,8,25,5.2,0,0.66,3.4320000000000004,0,0,0,2.4378560676532768,43.205568202959832]
[1980,8,26,2.6,7.4,0.66,1.7160000000000002,0,6.29,0,2.4378560676532768,50.217424270613108]
[1980,8,27,5.0999999999999996,0,0.66,3.3660000000000001,5,0,0,2.4378560676532768,44.289280338266387]
[1980,8,28,3.6,0,0.66,2.3760000000000003,0,0,0,2.4378560676532768,44.351136405919668]
[1980,8,29,3.7,0,0.66,2.4420000000000002,0,0,0,2.4378560676532768,44.346992473572946]
[1980,8,30,3.9,0,0.66,2.5739999999999998,0,0,0,2.4378560676532768,44.210848541226227]
[1980,8,31,5.8,0,0.66,3.8279999999999998,0,0,0,2.4378560676532768,42.820704608879502]
[1980,9,1,7.6,0,0.74,5.6239999999999997,0,0,0,2.4378560676532768,39.634560676532779]
[1980,9,2,5.6,0,0.74,4.1440000000000001,0,0,0,2.4378560676532768,37.928416744186059]
[1980,9,3,5,0,{"$f":"INDEX($Q$27:$T$27,CEILING((1+MOD(B102,12))/3,1))","v":0.74},3.7,0,0,0,2.4378560676532768,36.666272811839335]
[1980,9,4,5.9,0,0.74,4.3660000000000005,0,{"$f":"MIN($B$21*E103,$B$26-L102+G103+H103)","v":0},0,2.4378560676532768,{"$f":"MAX(0,L102+I103+K103-G103-H103)","v":34.738128879492614}]
[1980,9,5,3.5,0,0.74,{"$f":"IF(2*( L103/$C$26)  <0.5,D104*F104*      4         *(L103/$C$26),D104*F104)","v":2.59},{"$f":"MIN($B$22, MAX(0, L103-$C$26))","v":0},0,{"$f":"MAX(0,L103+I104+$B$28-$B$26-H104-G104)","v":0},{"$f":"$B$28","v":2.4378560676532768},34.585984947145889]
[1980,9,6,4.4000000000000004,0,0.74,3.2560000000000002,0,0,0,2.4378560676532768,33.767841014799167]
[1980,9,7,3.2,0,0.74,2.3679999999999999,0,0,0,2.4378560676532768,33.837697082452443]
[1980,9,8,6.8,0,0.74,5.032,0,0,0,2.4378560676532768,31.243553150105722]
[1980,9,9,10.4,0,0.74,7.6959999999999997,0,0,0,2.4378560676532768,25.985409217758999]
[1980,9,10,10.4,0,0.74,7.6959999999999997,0,0,0,2.4378560676532768,20.72726528541228]
[1980,9,11,4.5999999999999996,0,0.74,3.4039999999999999,0,0,0,2.4378560676532768,19.761121353065558]
[1980,9,12,5.7,0,0.74,4.218,0,0,0,2.4378560676532768,17.980977420718833]
[1980,9,13,4.4000000000000004,0,0.74,3.2560000000000002,0,0,0,2.4378560676532768,17.162833488372108]
[1980,9,14,3.8,0,0.74,2.8119999999999998,0,0,0,2.4378560676532768,16.788689556025385]
[1980,9,15,5.0999999999999996,0,0.74,3.7739999999999996,0,0,0,2.4378560676532768,15.452545623678661]
[1980,9,16,7.4,0,0.74,5.476,0,0,0,2.4378560676532768,12.414401691331939]
[1980,9,17,5.4,0,0.74,3.996,0,0,0,2.4378560676532768,10.856257758985215]
[1980,9,18,5.9,0,0.74,4.2131930111759512,0,0,0,2.4378560676532768,9.0809208154625409]
[1980,9,19,8.9,0,0.74,5.3161728436121152,0,0,0,2.4378560676532768,6.2026040395037025]
[1980,9,20,6.6,0,0.74,2.6927571670165404,0,0,0,2.4378560676532768,5.9477029401404389]
[1980,9,21,5,0,0.74,1.9561334114239668,0,0,0,2.4378560676532768,6.4294255963697502]
[1980,9,22,6.7,0,0.74,2.8335192983823307,0,0,0,2.4378560676532768,6.0337623656406958]
[1980,9,23,5.7,0,0.74,2.262258636290885,0,0,0,2.4378560676532768,6.2093597970030876]
[1980,9,24,4.4000000000000004,0,0.74,1.7971267110259603,0,0,0,2.4378560676532768,6.8500891536304032]
[1980,9,25,5.4,0,0.74,2.4331516673695193,0,0,0,2.4378560676532768,6.8547935539141607]
[1980,9,26,4.7,0,0.74,2.1191975093789734,0,0,0,2.4378560676532768,7.1734521121884649]
[1980,9,27,4.2,0,0.74,1.9817857035272668,0,0,0,2.4378560676532768,7.6295224763144756]
[1980,9,28,3.6,0,0.74,1.806670922391268,0,0,0,2.4378560676532768,8.2607076215764845]
[1980,9,29,5.9,0,0.74,3.2058888422935943,0,0,0,2.4378560676532768,7.4926748469361666]
[1980,9,30,6.7,0,0.74,3.3021050569875121,0,0,0,2.4378560676532768,6.6284258576019308]
[1980,10,1,6.6,0,0.74,2.8776206123135846,0,0,0,2.4378560676532768,6.1886613129416226]
[1980,10,2,6.8,0,0.74,2.7681194423753106,0,0,0,2.4378560676532768,5.8583979382195892]
[1980,10,3,7.9,0,0.74,3.0442839419405971,0,0,0,2.4378560676532768,5.2519700639322693]
[1980,10,4,6,0,0.74,2.0727775185652688,0,0,0,2.4378560676532768,5.6170486130202768]
[1980,10,5,2.4,3.2,0.74,0.88674474104213441,0,2.72,0,2.4378560676532768,9.8881599396314197]
[1980,10,6,2.6,0,0.74,1.6910950865645202,0,0,0,2.4378560676532768,10.634920920720177]
[1980,10,7,5.0999999999999996,0,0.74,3.5676614715375949,0,0,0,2.4378560676532768,9.5051155168358576]
[1980,10,8,6.6,0,0.74,4.1264874830423395,0,0,0,2.4378560676532768,7.816484101446795]
[1980,10,9,2.7,0,0.74,1.3882075764169508,0,0,0,2.4378560676532768,8.8661325926831207]
[1980,10,10,3,0.6,0.74,1.7495834982894691,0,0.51,0,2.4378560676532768,10.064405162046928]
[1980,10,11,3.6,0.7,0.74,2.3832511423727127,0,0.59499999999999997,0,2.4378560676532768,10.714010087327493]
[1980,10,12,4.2,0.2,0.74,2.9599238534590087,0,0.17,0,2.4378560676532768,10.361942301521761]
[1980,10,13,3.9,0,0.74,2.6581835984170494,0,0,0,2.4378560676532768,10.14161477075799]
[1980,10,14,5.5,3.2,0.74,3.6690108548431128,0,2.72,0,2.4378560676532768,11.630459983568155]
[1980,10,15,2,3.4,0.74,1.48,0,2.8899999999999997,0,2.4378560676532768,15.47831605122143]
[1980,10,16,5.6,0,0.74,4.1440000000000001,0,0,0,2.4378560676532768,13.772172118874705]
[1980,10,17,5.7,0,0.74,4.218,0,0,0,2.4378560676532768,11.992028186527982]
[1980,10,18,1.8,2.8,0.74,1.3320000000000001,0,2.38,0,2.4378560676532768,15.477884254181255]
[1980,10,19,1.5,0,0.74,1.1099999999999999,0,0,0,2.4378560676532768,16.805740321834534]
[1980,10,20,5.2,0,0.74,3.8479999999999999,0,0,0,2.4378560676532768,15.395596389487814]
[1980,10,21,4.9000000000000004,0,0.74,3.6260000000000003,0,0,0,2.4378560676532768,14.207452457141091]
[1980,10,22,6,0,0.74,4.4399999999999995,0,0,0,2.4378560676532768,12.205308524794367]
[1980,10,23,5.5,0,0.74,4.07,0,0,0,2.4378560676532768,10.573164592447643]
[1980,10,24,6,0,0.74,4.1728756258193362,0,0,0,2.4378560676532768,8.8381450342815846]
[1980,10,25,3.9,4.5,0.74,2.2672788061277025,0,3.8249999999999997,0,2.4378560676532768,12.833722295807158]
[1980,10,26,28.6,72,0.74,21.164000000000001,0,61.199999999999996,0,2.4378560676532768,55.307578363460422]
[1980,10,27,1.4,4,0.74,1.036,5,3.4,0,2.4378560676532768,55.109434431113698]
[1980,10,28,2.8,1.2,0.74,2.0720000000000001,5,1.02,0,2.4378560676532768,51.495290498766977]
[1980,10,29,8.8000000000000007,0.1,0.74,6.5120000000000005,5,8.5000000000000006E-2,0,2.4378560676532768,42.506146566420256]
[1980,10,30,5.7,0,0.74,4.218,0,0,0,2.4378560676532768,40.726002634073538]
[1980,10,31,7.5,0,0.74,5.55,0,0,0,2.4378560676532768,37.613858701726819]
[1980,11,1,8.1999999999999993,0,0.74,6.0679999999999996,0,0,0,2.4378560676532768,33.9837147693801]
[1980,11,2,9.4,0,0.74,6.9560000000000004,0,0,0,2.4378560676532768,29.465570837033379]
[1980,11,3,9.1,0,0.74,6.734,0,0,0,2.4378560676532768,25.169426904686652]
[1980,11,4,10.8,0,0.74,7.992,0,0,0,2.4378560676532768,19.61528297233993]
[1980,11,5,6.1,0,0.74,4.5139999999999993,0,0,0,2.4378560676532768,17.539139039993206]
[1980,11,6,5.0999999999999996,0.8,{"$f":"INDEX($Q$27:$T$27,CEILING((1+MOD(B166,12))/3,1))","v":0.74},3.7739999999999996,0,0.68,0,2.4378560676532768,16.882995107646479]
[1980,11,7,9.5,0,0.74,7.03,0,{"$f":"MIN($B$21*E167,$B$26-L166+G167+H167)","v":0},0,2.4378560676532768,{"$f":"MAX(0,L166+I167+K167-G167-H167)","v":12.290851175299757}]
[1980,11,8,7,1.8,0.74,{"$f":"IF(2*( L167/$C$26)  <0.5,D168*F168*      4         *(L167/$C$26),D168*F168)","v":5.18},{"$f":"MIN($B$22, MAX(0, L167-$C$26))","v":0},1.53,{"$f":"MAX(0,L167+I168+$B$28-$B$26-H168-G168)","v":0},{"$f":"$B$28","v":2.4378560676532768},11.078707242953033]
[1980,11,9,5.8,0.2,0.74,4.2266499099337258,0,0.17,0,2.4378560676532768,9.4599134006725834]
[1980,11,10,6.9,22,0.74,4.2935393621185964,0,18.7,0,2.4378560676532768,26.30423010620726]
[1980,11,11,2.8,22.8,0.74,2.0720000000000001,0,19.38,0,2.4378560676532768,46.050086173860535]
[1980,11,12,5.4,0,0.74,3.996,1.0500861738605352,0,0,2.4378560676532768,43.441856067653276]
[1980,11,13,6.2,0,0.74,4.5880000000000001,0,0,0,2.4378560676532768,41.291712135306554]
[1980,11,14,6.7,0,0.74,4.9580000000000002,0,0,0,2.4378560676532768,38.771568202959834]
[1980,11,15,7,0,0.74,5.18,0,0,0,2.4378560676532768,36.029424270613113]
[1980,11,16,6.2,0,0.74,4.5880000000000001,0,0,0,2.4378560676532768,33.879280338266391]
[1980,11,17,6,0,0.74,4.4399999999999995,0,0,0,2.4378560676532768,31.877136405919671]
[1980,11,18,8,0,0.74,5.92,0,0,0,2.4378560676532768,28.394992473572948]
[1980,11,19,8.6999999999999993,0,0.74,6.4379999999999997,0,0,0,2.4378560676532768,24.394848541226228]
[1980,11,20,6.1,5.8,0.74,4.5139999999999993,0,4.93,0,2.4378560676532768,27.248704608879503]
[1980,11,21,3.5,0,0.74,2.59,0,0,0,2.4378560676532768,27.096560676532778]
[1980,11,22,6.4,0,0.74,4.7359999999999998,0,0,0,2.4378560676532768,24.798416744186053]
[1980,11,23,4.5,4.5,0.74,3.33,0,3.8249999999999997,0,2.4378560676532768,27.731272811839332]
[1980,11,24,6.6,0,0.74,4.8839999999999995,0,0,0,2.4378560676532768,25.285128879492611]
[1980,11,25,5.5,11.8,0.74,4.07,0,10.030000000000001,0,2.4378560676532768,33.68298494714589]
[1980,11,26,1.4,20.399999999999999,0.74,1.036,0,17.34,0,2.4378560676532768,52.424841014799163]
[1980,11,27,4.2,0,0.74,3.1080000000000001,5,0,0,2.4378560676532768,46.754697082452445]
[1980,11,28,8,0,0.74,5.92,1.754697082452445,0,0,2.4378560676532768,41.517856067653277]
[1980,11,29,9.8000000000000007,0,0.74,7.2520000000000007,0,0,0,2.4378560676532768,36.703712135306553]
[1980,11,30,6.6,0,0.74,4.8839999999999995,0,0,0,2.4378560676532768,34.257568202959831]
[1980,12,1,6.7,1.3,0.78,5.226,0,1.105,0,2.4378560676532768,32.574424270613108]
[1980,12,2,4,0,0.78,3.12,0,0,0,2.4378560676532768,31.892280338266385]
[1980,12,3,1.8,0,0.78,1.4040000000000001,0,0,0,2.4378560676532768,32.926136405919657]
[1980,12,4,6,2.8,0.78,4.68,0,2.38,0,2.4378560676532768,33.063992473572938]
[1980,12,5,2.9,0.2,0.78,2.262,0,0.17,0,2.4378560676532768,33.409848541226218]
[1980,12,6,15.8,59.6,0.78,12.324000000000002,0,50.66,0,2.4378560676532768,74.183704608879481]
[1980,12,7,1.5,3.9,0.78,1.17,5,3.3149999999999999,0,2.4378560676532768,73.766560676532748]
[1980,12,8,4.7,2.8,0.78,3.6660000000000004,5,2.38,0,2.4378560676532768,69.918416744186018]
[1980,12,9,5.3,2.2000000000000002,0.78,4.1340000000000003,5,1.87,0,2.4378560676532768,65.092272811839294]
[1980,12,10,6.1,0.8,0.78,4.758,5,0.68,0,2.4378560676532768,58.45212887949257]
[1980,12,11,5,0,0.78,3.9000000000000004,5,0,0,2.4378560676532768,51.98998494714585]
[1980,12,12,7.6,0,0.78,5.9279999999999999,5,0,0,2.4378560676532768,43.499841014799131]
[1980,12,13,7.6,0,0.78,5.9279999999999999,0,0,0,2.4378560676532768,40.009697082452412]
[1980,12,14,7.6,0,0.78,5.9279999999999999,0,0,0,2.4378560676532768,36.519553150105693]
[1980,12,15,4.9000000000000004,0.6,0.78,3.8220000000000005,0,0.51,0,2.4378560676532768,35.645409217758967]
[1980,12,16,7.1,21.2,0.78,5.5380000000000003,0,18.02,0,2.4378560676532768,50.565265285412238]
[1980,12,17,5,1,0.78,3.9000000000000004,5,0.85,0,2.4378560676532768,44.953121353065519]
[1980,12,18,10.6,0,0.78,8.2680000000000007,0,0,0,2.4378560676532768,39.122977420718797]
[1980,12,19,6.9,0,0.78,5.3820000000000006,0,0,0,2.4378560676532768,36.178833488372078]
[1980,12,20,6.5,0,0.78,5.07,0,0,0,2.4378560676532768,33.546689556025356]
[1980,12,21,6.9,0,0.78,5.3820000000000006,0,0,0,2.4378560676532768,30.602545623678633]
[1980,12,22,6.5,0,0.78,5.07,0,0,0,2.4378560676532768,27.970401691331908]
[1980,12,23,7.8,0,0.78,6.0839999999999996,0,0,0,2.4378560676532768,24.324257758985187]
[1980,12,24,5.2,0,0.78,4.056,0,0,0,2.4378560676532768,22.706113826638461]
[1980,12,25,6.6,0,0.78,5.1479999999999997,0,0,0,2.4378560676532768,19.995969894291736]
[1980,12,26,6.2,0,0.78,4.8360000000000003,0,0,0,2.4378560676532768,17.597825961945013]
[1980,12,27,5.3,0.3,0.78,4.1340000000000003,0,0.255,0,2.4378560676532768,16.156682029598286]
[1980,12,28,4.8,0,0.78,3.7439999999999998,0,0,0,2.4378560676532768,14.850538097251565]
[1980,12,29,5.7,0,0.78,4.4460000000000006,0,0,0,2.4378560676532768,12.842394164904842]
[1980,12,30,4.4000000000000004,4.8,0.78,3.4320000000000004,0,4.08,0,2.4378560676532768,15.928250232558122]
[1980,12,31,3,16.399999999999999,0.78,2.34,0,13.939999999999998,0,2.4378560676532768,29.966106300211397]
[1981,1,1,6.2,44.4,0.78,4.8360000000000003,0,37.739999999999995,0,2.4378560676532768,65.307962367864661]
[1981,1,2,6.2,0,0.78,4.8360000000000003,5,0,0,2.4378560676532768,57.909818435517934]
[1981,1,3,6.2,0.4,0.78,4.8360000000000003,5,0.34,0,2.4378560676532768,50.851674503171218]
[1981,1,4,4.0999999999999996,0.6,0.78,3.198,5,0.51,0,2.4378560676532768,45.601530570824494]
[1981,1,5,3.9,0.6,0.78,3.0419999999999998,0.60153057082449379,0.51,0,2.4378560676532768,44.905856067653275]
[1981,1,6,6,0,0.78,4.68,0,0,0,2.4378560676532768,42.663712135306554]
[1981,1,7,3.4,0,0.78,2.6520000000000001,0,0,0,2.4378560676532768,42.449568202959831]
[1981,1,8,7,9.8000000000000007,0.78,5.46,0,8.33,0,2.4378560676532768,47.757424270613107]
[1981,1,9,4.9000000000000004,5.6,{"$f":"INDEX($Q$27:$T$27,CEILING((1+MOD(B230,12))/3,1))","v":0.78},3.8220000000000005,2.7574242706131074,4.76,0,2.4378560676532768,48.375856067653274]
[1981,1,10,5.6,0,0.78,4.3679999999999994,3.3758560676532738,{"$f":"MIN($B$21*E231,$B$26-L230+G231+H231)","v":0},0,2.4378560676532768,{"$f":"MAX(0,L230+I231+K231-G231-H231)","v":43.069856067653276}]
[1981,1,11,5.8,0,0.78,{"$f":"IF(2*( L231/$C$26)  <0.5,D232*F232*      4         *(L231/$C$26),D232*F232)","v":4.524},{"$f":"MIN($B$22, MAX(0, L231-$C$26))","v":0},0,{"$f":"MAX(0,L231+I232+$B$28-$B$26-H232-G232)","v":0},{"$f":"$B$28","v":2.4378560676532768},40.983712135306554]
[1981,1,12,5.4,0.2,0.78,4.2120000000000006,0,0.17,0,2.4378560676532768,39.379568202959831]
[1981,1,13,6.9,5.2,0.78,5.3820000000000006,0,4.42,0,2.4378560676532768,40.855424270613113]
[1981,1,14,5.4,2.7,0.78,4.2120000000000006,0,2.2949999999999999,0,2.4378560676532768,41.37628033826639]
[1981,1,15,5.5,0,0.78,4.29,0,0,0,2.4378560676532768,39.52413640591967]
[1981,1,16,5.8,0.4,0.78,4.524,0,0.34,0,2.4378560676532768,37.777992473572951]
[1981,1,17,6.1,4.9000000000000004,0.78,4.758,0,4.165,0,2.4378560676532768,39.622848541226226]
[1981,1,18,3.9,0.9,0.78,3.0419999999999998,0,0.76500000000000001,0,2.4378560676532768,39.783704608879503]
[1981,1,19,4.8,0.6,0.78,3.7439999999999998,0,0.51,0,2.4378560676532768,38.98756067653278]
[1981,1,20,6.7,0.2,0.78,5.226,0,0.17,0,2.4378560676532768,36.369416744186061]
[1981,1,21,5.8,0,0.78,4.524,0,0,0,2.4378560676532768,34.283272811839339]
[1981,1,22,6,0,0.78,4.68,0,0,0,2.4378560676532768,32.041128879492618]
[1981,1,23,7,0,0.78,5.46,0,0,0,2.4378560676532768,29.018984947145896]
[1981,1,24,6.2,0,0.78,4.8360000000000003,0,0,0,2.4378560676532768,26.620841014799176]
[1981,1,25,6.3,0.5,0.78,4.9139999999999997,0,0.42499999999999999,0,2.4378560676532768,24.56969708245245]
[1981,1,26,6.1,0,0.78,4.758,0,0,0,2.4378560676532768,22.249553150105729]
[1981,1,27,7.1,0,0.78,5.5380000000000003,0,0,0,2.4378560676532768,19.149409217759004]
[1981,1,28,7.2,0,0.78,5.6160000000000005,0,0,0,2.4378560676532768,15.971265285412279]
[1981,1,29,6,0,0.78,4.68,0,0,0,2.4378560676532768,13.729121353065558]
[1981,1,30,7.5,0,0.78,5.8500000000000005,0,0,0,2.4378560676532768,10.316977420718835]
[1981,1,31,5.2,1.2,0.78,3.7196142594164976,0,1.02,0,2.4378560676532768,10.055219228955615]
[1981,2,1,5.5,6.2,0.78,3.8343902659750744,0,5.27,0,2.4378560676532768,13.928685030633815]
[1981,2,2,6.4,3.6,0.78,4.9920000000000009,0,3.06,0,2.4378560676532768,14.434541098287088]
[1981,2,3,30.7,116,0.78,23.946000000000002,0,98.6,0,2.4378560676532768,91.526397165940352]
[1981,2,4,3.8,23,0.78,2.964,5,19.55,0,2.4378560676532768,105.55025323359362]
[1981,2,5,2.6,10.199999999999999,0.78,2.028,5,8.67,0,2.4378560676532768,109.63010930124689]
[1981,2,6,5.8,4,0.78,4.524,5,3.4,0,2.4378560676532768,105.94396536890017]
[1981,2,7,4.5,24,0.78,3.5100000000000002,5,13.566034631099834,2.4378560676532763,2.4378560676532768,113.43785606765327]
[1981,2,8,3.1,20.6,0.78,2.4180000000000001,5,4.9801439323467287,2.4378560676532777,2.4378560676532768,113.43785606765327]
[1981,2,9,6.5,0,0.78,5.07,5,0,0,2.4378560676532768,105.80571213530655]
[1981,2,10,6.8,0,0.78,5.3040000000000003,5,0,0,2.4378560676532768,97.939568202959819]
[1981,2,11,7.7,0,0.78,6.0060000000000002,5,0,0,2.4378560676532768,89.37142427061309]
[1981,2,12,5.5,1,0.78,4.29,5,0.85,0,2.4378560676532768,83.36928033826635]
[1981,2,13,5.0999999999999996,3.4,0.78,3.9779999999999998,5,2.8899999999999997,0,2.4378560676532768,79.719136405919627]
[1981,2,14,5.2,18.5,0.78,4.056,5,15.725,0,2.4378560676532768,88.825992473572896]
[1981,2,15,50.1,59.2,0.78,39.078000000000003,5,50.32,0,2.4378560676532768,97.505848541226186]
[1981,2,16,2,1.6,0.78,1.56,5,1.36,0,2.4378560676532768,94.743704608879455]
[1981,2,17,5.4,0,0.78,4.2120000000000006,5,0,0,2.4378560676532768,87.969560676532723]
[1981,2,18,6.3,0,0.78,4.9139999999999997,5,0,0,2.4378560676532768,80.493416744185993]
[1981,2,19,7.2,0,0.78,5.6160000000000005,5,0,0,2.4378560676532768,72.315272811839264]
[1981,2,20,4.2,2,0.78,3.2760000000000002,5,1.7,0,2.4378560676532768,68.177128879492543]
[1981,2,21,18.7,235.4,0.78,14.586,5,62.408871120507456,2.4378560676532981,2.4378560676532768,113.4378560676533]
[1981,2,22,2.4,0.1,0.78,1.8719999999999999,5,8.5000000000000006E-2,0,2.4378560676532768,109.08871213530657]
[1981,2,23,4.5,11.4,0.78,3.5100000000000002,5,9.69,1.7065682029598341,2.4378560676532768,112.70656820295983]
[1981,2,24,6.8,0,0.78,5.3040000000000003,5,0,0,2.4378560676532768,104.8404242706131]
[1981,2,25,6.2,0,0.78,4.8360000000000003,5,0,0,2.4378560676532768,97.442280338266372]
[1981,2,26,5.9,0.3,0.78,4.6020000000000003,5,0.255,0,2.4378560676532768,90.533136405919635]
[1981,2,27,4.2,12.2,0.78,3.2760000000000002,5,10.37,0,2.4378560676532768,95.064992473572914]
[1981,2,28,4.8,16.8,0.78,3.7439999999999998,5,14.28,0,2.4378560676532768,103.03884854122619]
[1981,3,1,3.5,13.7,0.75,2.625,5,11.645,0,2.4378560676532768,109.49670460887945]
[1981,3,2,3.4,2.2000000000000002,0.75,2.5499999999999998,5,1.87,0,2.4378560676532768,106.25456067653273]
[1981,3,3,4.3,0.1,0.75,3.2249999999999996,5,8.5000000000000006E-2,0,2.4378560676532768,100.552416744186]
[1981,3,4,5.4,0.5,0.75,4.0500000000000007,5,0.42499999999999999,0,2.4378560676532768,94.365272811839276]
[1981,3,5,5.6,13.6,0.75,4.1999999999999993,5,11.559999999999999,0,2.4378560676532768,99.163128879492547]
[1981,3,6,5.2,0,0.75,3.9000000000000004,5,0,0,2.4378560676532768,92.700984947145812]
[1981,3,7,8.4,22.8,0.75,6.3000000000000007,5,19.38,0,2.4378560676532768,103.21884101479908]
[1981,3,8,6.9,0,0.75,5.1750000000000007,5,0,0,2.4378560676532768,95.481697082452357]
[1981,3,9,5.0999999999999996,0,0.75,3.8249999999999997,5,0,0,2.4378560676532768,89.094553150105625]
[1981,3,10,5.5,0,0.75,4.125,5,0,0,2.4378560676532768,82.407409217758897]
[1981,3,11,6.6,0,0.75,4.9499999999999993,5,0,0,2.4378560676532768,74.895265285412165]
[1981,3,12,5.3,0,0.75,3.9749999999999996,5,0,0,2.4378560676532768,68.358121353065442]
[1981,3,13,6.1,0,0.75,4.5749999999999993,5,0,0,2.4378560676532768,61.220977420718711]
[1981,3,14,7.2,8,{"$f":"INDEX($Q$27:$T$27,CEILING((1+MOD(B294,12))/3,1))","v":0.75},5.4,5,6.8,0,2.4378560676532768,60.058833488371974]
[1981,3,15,4.8,0.1,0.75,3.5999999999999996,5,{"$f":"MIN($B$21*E295,$B$26-L294+G295+H295)","v":8.5000000000000006E-2},0,2.4378560676532768,{"$f":"MAX(0,L294+I295+K295-G295-H295)","v":53.981689556025252}]
[1981,3,16,6.2,0,0.75,{"$f":"IF(2*( L295/$C$26)  <0.5,D296*F296*      4         *(L295/$C$26),D296*F296)","v":4.6500000000000004},{"$f":"MIN($B$22, MAX(0, L295-$C$26))","v":5},0,{"$f":"MAX(0,L295+I296+$B$28-$B$26-H296-G296)","v":0},{"$f":"$B$28","v":2.4378560676532768},46.769545623678532]
[1981,3,17,5.2,0,0.75,3.9000000000000004,1.7695456236785319,0,0,2.4378560676532768,43.53785606765328]
[1981,3,18,5.2,0,0.75,3.9000000000000004,0,0,0,2.4378560676532768,42.07571213530656]
[1981,3,19,5.0999999999999996,0,0.75,3.8249999999999997,0,0,0,2.4378560676532768,40.688568202959836]
[1981,3,20,5.3,0,0.75,3.9749999999999996,0,0,0,2.4378560676532768,39.151424270613113]
[1981,3,21,6,0,0.75,4.5,0,0,0,2.4378560676532768,37.089280338266391]
[1981,3,22,5.8,0,0.75,4.3499999999999996,0,0,0,2.4378560676532768,35.177136405919669]
[1981,3,23,3.2,0.2,0.75,2.4000000000000004,0,0.17,0,2.4378560676532768,35.38499247357295]
[1981,3,24,4.5,0.1,0.75,3.375,0,8.5000000000000006E-2,0,2.4378560676532768,34.53284854122623]
[1981,3,25,5,0,0.75,3.75,0,0,0,2.4378560676532768,33.220704608879508]
[1981,3,26,4.2,0.8,0.75,3.1500000000000004,0,0.68,0,2.4378560676532768,33.188560676532788]
[1981,3,27,3.4,16.399999999999999,0.75,2.5499999999999998,0,13.939999999999998,0,2.4378560676532768,47.016416744186067]
[1981,3,28,4.0999999999999996,0.5,0.75,3.0749999999999997,2.016416744186067,0.42499999999999999,0,2.4378560676532768,44.787856067653273]
[1981,3,29,4.7,1.8,0.75,3.5250000000000004,0,1.53,0,2.4378560676532768,45.230712135306554]
[1981,3,30,3.6,2.2000000000000002,0.75,2.7,0.23071213530655399,1.87,0,2.4378560676532768,46.607856067653273]
[1981,3,31,3.6,1.6,0.75,2.7,1.6078560676532732,1.36,0,2.4378560676532768,46.097856067653275]
[1981,4,1,4.2,0.8,0.75,3.1500000000000004,1.0978560676532751,0.68,0,2.4378560676532768,44.96785606765328]
[1981,4,2,14.6,118,0.75,10.95,0,76.982143932346716,2.4378560676532608,2.4378560676532768,113.43785606765326]
[1981,4,3,12.6,62.3,0.75,9.4499999999999993,5,12.012143932346742,2.437856067653275,2.4378560676532768,113.43785606765327]
[1981,4,4,3.2,11.8,0.75,2.4000000000000004,5,4.9621439323467289,2.4378560676532768,2.4378560676532768,113.43785606765327]
[1981,4,5,5.4,32.6,0.75,4.0500000000000007,5,6.6121439323467293,2.4378560676532679,2.4378560676532768,113.43785606765327]
[1981,4,6,5.4,56.2,0.75,4.0500000000000007,5,6.6121439323467293,2.4378560676532679,2.4378560676532768,113.43785606765327]
[1981,4,7,2,10,0.75,1.5,5,4.0621439323467285,2.4378560676532715,2.4378560676532768,113.43785606765327]
[1981,4,8,3.7,14.4,0.75,2.7750000000000004,5,5.3371439323467289,2.4378560676532768,2.4378560676532768,113.43785606765327]
[1981,4,9,2.5,17,0.75,1.875,5,4.4371439323467285,2.4378560676532715,2.4378560676532768,113.43785606765327]
[1981,4,10,3.8,24.8,0.75,2.8499999999999996,5,5.4121439323467282,2.4378560676532661,2.4378560676532768,113.43785606765327]
[1981,4,11,6.1,0.3,0.75,4.5749999999999993,5,0.255,0,2.4378560676532768,106.55571213530654]
[1981,4,12,5.4,0,0.75,4.0500000000000007,5,0,0,2.4378560676532768,99.94356820295981]
[1981,4,13,3.6,0,0.75,2.7,5,0,0,2.4378560676532768,94.681424270613078]
[1981,4,14,4.2,0,0.75,3.1500000000000004,5,0,0,2.4378560676532768,88.969280338266344]
[1981,4,15,5.5,0,0.75,4.125,5,0,0,2.4378560676532768,82.282136405919616]
[1981,4,16,4,0,0.75,3,5,0,0,2.4378560676532768,76.719992473572887]
[1981,4,17,4,0,0.75,3,5,0,0,2.4378560676532768,71.157848541226159]
[1981,4,18,3.2,0,0.75,2.4000000000000004,5,0,0,2.4378560676532768,66.195704608879424]
[1981,4,19,2.8,0,0.75,2.0999999999999996,5,0,0,2.4378560676532768,61.533560676532701]
[1981,4,20,4,0,0.75,3,5,0,0,2.4378560676532768,55.97141674418598]
[1981,4,21,3.3,0,0.75,2.4749999999999996,5,0,0,2.4378560676532768,50.934272811839257]
[1981,4,22,3.7,0,0.75,2.7750000000000004,5,0,0,2.4378560676532768,45.597128879492537]
[1981,4,23,4.3,0,0.75,3.2249999999999996,0.59712887949253712,0,0,2.4378560676532768,44.212856067653277]
[1981,4,24,4,0,0.75,3,0,0,0,2.4378560676532768,43.650712135306556]
[1981,4,25,3.2,0,0.75,2.4000000000000004,0,0,0,2.4378560676532768,43.688568202959836]
[1981,4,26,3,0,0.75,2.25,0,0,0,2.4378560676532768,43.876424270613114]
[1981,4,27,3,0,0.75,2.25,0,0,0,2.4378560676532768,44.064280338266393]
[1981,4,28,3,0,0.75,2.25,0,0,0,2.4378560676532768,44.252136405919671]
[1981,4,29,5,0,0.75,3.75,0,0,0,2.4378560676532768,42.93999247357295]
[1981,4,30,3.3,10.199999999999999,0.75,2.4749999999999996,0,8.67,0,2.4378560676532768,51.572848541226229]
[1981,5,1,4,7.6,0.75,3,5,6.46,0,2.4378560676532768,52.470704608879508]
[1981,5,2,3.1,32.200000000000003,0.75,2.3250000000000002,5,27.37,0,2.4378560676532768,74.953560676532774]
[1981,5,3,3.3,18.600000000000001,0.75,2.4749999999999996,5,15.81,0,2.4378560676532768,85.726416744186054]
[1981,5,4,2.8,0.5,0.75,2.0999999999999996,5,0.42499999999999999,0,2.4378560676532768,81.489272811839328]
[1981,5,5,3.1,0.9,0.75,2.3250000000000002,5,0.76500000000000001,0,2.4378560676532768,77.367128879492597]
[1981,5,6,2.6,0,0.75,1.9500000000000002,5,0,0,2.4378560676532768,72.854984947145866]
[1981,5,7,3.9,0,0.75,2.9249999999999998,5,0,0,2.4378560676532768,67.36784101479914]
[1981,5,8,6.1,0,0.75,4.5749999999999993,5,0,0,2.4378560676532768,60.230697082452409]
[1981,5,9,3.5,0,0.75,2.625,5,0,0,2.4378560676532768,55.043553150105687]
[1981,5,10,4,0,0.75,3,5,0,0,2.4378560676532768,49.481409217758966]
[1981,5,11,2.9,0,0.75,2.1749999999999998,4.4814092177589657,0,0,2.4378560676532768,45.262856067653281]
[1981,5,12,2.6,0,0.75,1.9500000000000002,0.2628560676532814,0,0,2.4378560676532768,45.487856067653276]
[1981,5,13,2.8,2.2000000000000002,0.75,2.0999999999999996,0.48785606765327572,1.87,0,2.4378560676532768,47.207856067653275]
[1981,5,14,3.6,5.2,0.75,2.7,2.2078560676532746,4.42,0,2.4378560676532768,49.157856067653277]
[1981,5,15,3.4,13.4,0.75,2.5499999999999998,4.1578560676532774,11.39,0,2.4378560676532768,56.277856067653282]
[1981,5,16,2.2999999999999998,7.6,0.75,1.7249999999999999,5,6.46,0,2.4378560676532768,58.450712135306553]
[1981,5,17,1.3,4.2,{"$f":"INDEX($Q$27:$T$27,CEILING((1+MOD(B358,12))/3,1))","v":0.75},0.97500000000000009,5,3.57,0,2.4378560676532768,58.483568202959823]
[1981,5,18,1.4,4.4000000000000004,0.75,1.0499999999999998,5,{"$f":"MIN($B$21*E359,$B$26-L358+G359+H359)","v":3.74},0,2.4378560676532768,{"$f":"MAX(0,L358+I359+K359-G359-H359)","v":58.611424270613099}]
[1981,5,19,2.8,36,0.75,{"$f":"IF(2*( L359/$C$26)  <0.5,D360*F360*      4         *(L359/$C$26),D360*F360)","v":2.0999999999999996},{"$f":"MIN($B$22, MAX(0, L359-$C$26))","v":5},30.599999999999998,{"$f":"MAX(0,L359+I360+$B$28-$B$26-H360-G360)","v":0},{"$f":"$B$28","v":2.4378560676532768},84.549280338266371]
[1981,5,20,1.3,4,0.75,0.97500000000000009,5,3.4,0,2.4378560676532768,84.412136405919654]
[1981,5,21,2.4,10,0.75,1.7999999999999998,5,8.5,0,2.4378560676532768,88.549992473572928]
[1981,5,22,2.4,11.2,0.75,1.7999999999999998,5,9.52,0,2.4378560676532768,93.707848541226198]
[1981,5,23,29.7,112.4,0.75,22.274999999999999,5,44.5671514587738,2.4378560676532928,2.4378560676532768,113.43785606765329]
[1981,5,24,4.8,0,0.75,3.5999999999999996,5,0,0,2.4378560676532768,107.27571213530656]
[1981,5,25,3.5,0,0.75,2.625,5,0,0,2.4378560676532768,102.08856820295983]
[1981,5,26,3.2,0,0.75,2.4000000000000004,5,0,0,2.4378560676532768,97.1264242706131]
[1981,5,27,3.9,0,0.75,2.9249999999999998,5,0,0,2.4378560676532768,91.639280338266374]
[1981,5,28,1.4,0,0.75,1.0499999999999998,5,0,0,2.4378560676532768,88.027136405919649]
[1981,5,29,2.6,0,0.75,1.9500000000000002,5,0,0,2.4378560676532768,83.514992473572917]
[1981,5,30,3,1.2,0.75,2.25,5,1.02,0,2.4378560676532768,79.722848541226185]
[1981,5,31,1.9,0,0.75,1.4249999999999998,5,0,0,2.4378560676532768,75.735704608879459]
[1981,6,1,1.6,2.2000000000000002,0.66,1.056,5,1.87,0,2.4378560676532768,73.987560676532738]
[1981,6,2,2.1,3.6,0.66,1.3860000000000001,5,3.06,0,2.4378560676532768,73.099416744186016]
[1981,6,3,4.9000000000000004,0,0.66,3.2340000000000004,5,0,0,2.4378560676532768,67.303272811839292]
[1981,6,4,3.4,0,0.66,2.2440000000000002,5,0,0,2.4378560676532768,62.497128879492564]
[1981,6,5,2.6,0,0.66,1.7160000000000002,5,0,0,2.4378560676532768,58.218984947145834]
[1981,6,6,3.7,0,0.66,2.4420000000000002,5,0,0,2.4378560676532768,53.214841014799113]
[1981,6,7,4.4000000000000004,0,0.66,2.9040000000000004,5,0,0,2.4378560676532768,47.748697082452388]
[1981,6,8,3.4,0,0.66,2.2440000000000002,2.748697082452388,0,0,2.4378560676532768,45.193856067653279]
[1981,6,9,2.2999999999999998,0,0.66,1.518,0.19385606765327879,0,0,2.4378560676532768,45.919856067653278]
[1981,6,10,2.6,0,0.66,1.7160000000000002,0.91985606765327788,0,0,2.4378560676532768,45.721856067653277]
[1981,6,11,1.8,0.4,0.66,1.1880000000000002,0.72185606765327748,0.34,0,2.4378560676532768,46.58985606765328]
[1981,6,12,4.3,0,0.66,2.8380000000000001,1.5898560676532796,0,0,2.4378560676532768,44.599856067653278]
[1981,6,13,3.4,0,0.66,2.2440000000000002,0,0,0,2.4378560676532768,44.793712135306556]
[1981,6,14,2.6,0,0.66,1.7160000000000002,0,0,0,2.4378560676532768,45.515568202959834]
[1981,6,15,1.5,0,0.66,0.99,0.51556820295983385,0,0,2.4378560676532768,46.447856067653277]
[1981,6,16,2.8,0,0.66,1.8479999999999999,1.4478560676532766,0,0,2.4378560676532768,45.58985606765328]
[1981,6,17,2.8,2.8,0.66,1.8479999999999999,0.58985606765327958,2.38,0,2.4378560676532768,47.969856067653282]
[1981,6,18,0.3,7,0.66,0.19800000000000001,2.9698560676532821,5.95,0,2.4378560676532768,53.189856067653281]
[1981,6,19,2.4,0.3,0.66,1.5840000000000001,5,0.255,0,2.4378560676532768,49.298712135306559]
[1981,6,20,2,0.4,0.66,1.32,4.2987121353065589,0.34,0,2.4378560676532768,46.457856067653282]
[1981,6,21,1.2,7.2,0.66,0.79200000000000004,1.4578560676532817,6.12,0,2.4378560676532768,52.765856067653274]
[1981,6,22,1,1.8,0.66,0.66,5,1.53,0,2.4378560676532768,51.073712135306558]
[1981,6,23,2.6,0,0.66,1.7160000000000002,5,0,0,2.4378560676532768,46.795568202959835]
[1981,6,24,4.4000000000000004,2,0.66,2.9040000000000004,1.795568202959835,1.7,0,2.4378560676532768,46.233856067653278]
[1981,6,25,3.7,0,0.66,2.4420000000000002,1.2338560676532779,0,0,2.4378560676532768,44.995856067653278]
[1981,6,26,3.2,0,0.66,2.1120000000000001,0,0,0,2.4378560676532768,45.321712135306555]
[1981,6,27,3.7,0,0.66,2.4420000000000002,0.32171213530655507,0,0,2.4378560676532768,44.995856067653278]
[1981,6,28,4.2,0,0.66,2.7720000000000002,0,0,0,2.4378560676532768,44.661712135306558]
[1981,6,29,3.1,0,0.66,2.0460000000000003,0,0,0,2.4378560676532768,45.053568202959838]
[1981,6,30,2.9,0,0.66,1.9139999999999999,5.3568202959837663E-2,0,0,2.4378560676532768,45.523856067653277]
[1981,7,1,1.2,0,0.66,0.79200000000000004,0.52385606765327708,0,0,2.4378560676532768,46.645856067653277]
[1981,7,2,3.4,5.4,0.66,2.2440000000000002,1.645856067653277,4.59,0,2.4378560676532768,49.783856067653275]
[1981,7,3,4.8,0,0.66,3.1680000000000001,4.7838560676532751,0,0,2.4378560676532768,44.269856067653279]
[1981,7,4,5,0,0.66,3.3000000000000003,0,0,0,2.4378560676532768,43.407712135306561]
[1981,7,5,4.8,0,0.66,3.1680000000000001,0,0,0,2.4378560676532768,42.67756820295984]
[1981,7,6,3.2,0,0.66,2.1120000000000001,0,0,0,2.4378560676532768,43.003424270613117]
[1981,7,7,3.4,0,0.66,2.2440000000000002,0,0,0,2.4378560676532768,43.197280338266395]
[1981,7,8,2.2999999999999998,0,0.66,1.518,0,0,0,2.4378560676532768,44.117136405919673]
[1981,7,9,2.1,0,0.66,1.3860000000000001,0,0,0,2.4378560676532768,45.168992473572949]
[1981,7,10,3.4,0,0.66,2.2440000000000002,0.16899247357294911,0,0,2.4378560676532768,45.193856067653279]
[1981,7,11,2.7,0,0.66,1.7820000000000003,0.19385606765327879,0,0,2.4378560676532768,45.655856067653275]
[1981,7,12,3.2,0,0.66,2.1120000000000001,0.65585606765327498,0,0,2.4378560676532768,45.325856067653277]
[1981,7,13,2.2000000000000002,0,0.66,1.4520000000000002,0.32585606765327668,0,0,2.4378560676532768,45.98585606765328]
[1981,7,14,3.2,0,0.66,2.1120000000000001,0.98585606765328038,0,0,2.4378560676532768,45.325856067653277]
[1981,7,15,1.8,7.8,0.66,1.1880000000000002,0.32585606765327668,6.63,0,2.4378560676532768,52.879856067653279]
[1981,7,16,1.5,1.5,0.66,0.99,5,1.2749999999999999,0,2.4378560676532768,50.602712135306554]
[1981,7,17,2,0,0.66,1.32,5,0,0,2.4378560676532768,46.720568202959832]
[1981,7,18,2.5,8.8000000000000007,0.66,1.6500000000000001,1.7205682029598321,7.48,0,2.4378560676532768,53.267856067653277]
[1981,7,19,1.8,0.8,0.66,1.1880000000000002,5,0.68,0,2.4378560676532768,50.197712135306553]
[1981,7,20,2.2999999999999998,2.2000000000000002,{"$f":"INDEX($Q$27:$T$27,CEILING((1+MOD(B422,12))/3,1))","v":0.66},1.518,5,1.87,0,2.4378560676532768,47.987568202959828]
[1981,7,21,3,2,0.66,1.98,2.9875682029598281,{"$f":"MIN($B$21*E423,$B$26-L422+G423+H423)","v":1.7},0,2.4378560676532768,{"$f":"MAX(0,L422+I423+K423-G423-H423)","v":47.157856067653285}]
[1981,7,22,3,9.4,0.66,{"$f":"IF(2*( L423/$C$26)  <0.5,D424*F424*      4         *(L423/$C$26),D424*F424)","v":1.98},{"$f":"MIN($B$22, MAX(0, L423-$C$26))","v":2.1578560676532845},7.99,{"$f":"MAX(0,L423+I424+$B$28-$B$26-H424-G424)","v":0},{"$f":"$B$28","v":2.4378560676532768},53.447856067653284]
[1981,7,23,2.9,0.2,0.66,1.9139999999999999,5,0.17,0,2.4378560676532768,49.141712135306562]
[1981,7,24,3,1.6,0.66,1.98,4.1417121353065625,1.36,0,2.4378560676532768,46.817856067653281]
[1981,7,25,4.8,3.1,0.66,3.1680000000000001,1.8178560676532811,2.6349999999999998,0,2.4378560676532768,46.904856067653277]
[1981,7,26,2.6,0,0.66,1.7160000000000002,1.9048560676532773,0,0,2.4378560676532768,45.721856067653277]
[1981,7,27,3.2,1.2,0.66,2.1120000000000001,0.72185606765327748,1.02,0,2.4378560676532768,46.34585606765328]
[1981,7,28,2.6,0,0.66,1.7160000000000002,1.3458560676532798,0,0,2.4378560676532768,45.721856067653277]
[1981,7,29,5.4,0,0.66,3.5640000000000005,0.72185606765327748,0,0,2.4378560676532768,43.873856067653279]
[1981,7,30,4,0,0.66,2.64,0,0,0,2.4378560676532768,43.671712135306556]
[1981,7,31,2.2000000000000002,0,0.66,1.4520000000000002,0,0,0,2.4378560676532768,44.657568202959837]
[1981,8,1,3.3,0,0.66,2.1779999999999999,0,0,0,2.4378560676532768,44.917424270613118]
[1981,8,2,3,0,0.66,1.98,0,0,0,2.4378560676532768,45.3752803382664]
[1981,8,3,3.4,0,0.66,2.2440000000000002,0.37528033826639984,0,0,2.4378560676532768,45.193856067653279]
[1981,8,4,3.5,0,0.66,2.31,0.19385606765327879,0,0,2.4378560676532768,45.127856067653276]
[1981,8,5,6.6,0,0.66,4.3559999999999999,0.12785606765327628,0,0,2.4378560676532768,43.081856067653277]
[1981,8,6,2,0,0.66,1.32,0,0,0,2.4378560676532768,44.199712135306555]
[1981,8,7,3.7,0,0.66,2.4420000000000002,0,0,0,2.4378560676532768,44.195568202959834]
[1981,8,8,3.8,0,0.66,2.508,0,0,0,2.4378560676532768,44.125424270613109]
[1981,8,9,2.6,0,0.66,1.7160000000000002,0,0,0,2.4378560676532768,44.847280338266387]
[1981,8,10,6.2,0,0.66,4.0920000000000005,0,0,0,2.4378560676532768,43.193136405919667]
[1981,8,11,4.3,0,0.66,2.8380000000000001,0,0,0,2.4378560676532768,42.792992473572944]
[1981,8,12,3,0,0.66,1.98,0,0,0,2.4378560676532768,43.250848541226226]
[1981,8,13,3.4,0,0.66,2.2440000000000002,0,0,0,2.4378560676532768,43.444704608879505]
[1981,8,14,5.0999999999999996,0,0.66,3.3660000000000001,0,0,0,2.4378560676532768,42.516560676532784]
[1981,8,15,6.4,0,0.66,4.2240000000000002,0,0,0,2.4378560676532768,40.730416744186059]
[1981,8,16,5.6,0,0.66,3.6959999999999997,0,0,0,2.4378560676532768,39.472272811839339]
[1981,8,17,4.4000000000000004,0,0.66,2.9040000000000004,0,0,0,2.4378560676532768,39.006128879492614]
[1981,8,18,5.7,0,0.66,3.7620000000000005,0,0,0,2.4378560676532768,37.681984947145892]
[1981,8,19,6,0,0.66,3.96,0,0,0,2.4378560676532768,36.15984101479917]
[1981,8,20,5.3,0,0.66,3.4980000000000002,0,0,0,2.4378560676532768,35.099697082452451]
[1981,8,21,5.6,0,0.66,3.6959999999999997,0,0,0,2.4378560676532768,33.841553150105732]
[1981,8,22,8.1999999999999993,0,0.66,5.4119999999999999,0,0,0,2.4378560676532768,30.867409217759011]
[1981,8,23,4.3,0,0.66,2.8380000000000001,0,0,0,2.4378560676532768,30.467265285412289]
[1981,8,24,3.2,2.4,0.66,2.1120000000000001,0,2.04,0,2.4378560676532768,32.833121353065565]
[1981,8,25,2.2000000000000002,2.4,0.66,1.4520000000000002,0,2.04,0,2.4378560676532768,35.858977420718844]
[1981,8,26,2.4,47.2,0.66,1.5840000000000001,0,40.120000000000005,0,2.4378560676532768,76.832833488372117]
[1981,8,27,1.9,33.200000000000003,0.66,1.254,5,28.220000000000002,0,2.4378560676532768,101.23668955602538]
[1981,8,28,3.8,0,0.66,2.508,5,0,0,2.4378560676532768,96.166545623678658]
[1981,8,29,4.2,0,0.66,2.7720000000000002,5,0,0,2.4378560676532768,90.832401691331924]
[1981,8,30,4.3,0,0.66,2.8380000000000001,5,0,0,2.4378560676532768,85.432257758985202]
[1981,8,31,4.4000000000000004,0,0.66,2.9040000000000004,5,0,0,2.4378560676532768,79.966113826638477]
[1981,9,1,5.6,0,0.74,4.1440000000000001,5,0,0,2.4378560676532768,73.259969894291743]
[1981,9,2,3.4,0,0.74,2.516,5,0,0,2.4378560676532768,68.181825961945009]
[1981,9,3,4,0,0.74,2.96,5,0,0,2.4378560676532768,62.659682029598287]
[1981,9,4,4,0,0.74,2.96,5,0,0,2.4378560676532768,57.137538097251557]
[1981,9,5,3.4,4.2,0.74,2.516,5,3.57,0,2.4378560676532768,55.629394164904838]
[1981,9,6,4.2,13.2,0.74,3.1080000000000001,5,11.219999999999999,0,2.4378560676532768,61.179250232558104]
[1981,9,7,2.5,4,0.74,1.85,5,3.4,0,2.4378560676532768,60.167106300211387]
[1981,9,8,3.8,0,0.74,2.8119999999999998,5,0,0,2.4378560676532768,54.792962367864668]
[1981,9,9,4.4000000000000004,0,0.74,3.2560000000000002,5,0,0,2.4378560676532768,48.974818435517946]
[1981,9,10,4,0,0.74,2.96,3.9748184355179461,0,0,2.4378560676532768,44.477856067653278]
[1981,9,11,3.5,0.2,0.74,2.59,0,0.17,0,2.4378560676532768,44.495712135306562]
[1981,9,12,4.5,0,0.74,3.33,0,0,0,2.4378560676532768,43.603568202959842]
[1981,9,13,3.5,8.5,0.74,2.59,0,7.2249999999999996,0,2.4378560676532768,50.676424270613126]
[1981,9,14,3.2,0,0.74,2.3679999999999999,5,0,0,2.4378560676532768,45.746280338266402]
[1981,9,15,4,0,0.74,2.96,0.74628033826640205,0,0,2.4378560676532768,44.477856067653278]
[1981,9,16,4.9000000000000004,0,0.74,3.6260000000000003,0,0,0,2.4378560676532768,43.289712135306559]
[1981,9,17,4.3,0,0.74,3.1819999999999999,0,0,0,2.4378560676532768,42.545568202959835]
[1981,9,18,5.4,0,0.74,3.996,0,0,0,2.4378560676532768,40.987424270613111]
[1981,9,19,5.3,0,0.74,3.9219999999999997,0,0,0,2.4378560676532768,39.503280338266393]
[1981,9,20,4.9000000000000004,0,0.74,3.6260000000000003,0,0,0,2.4378560676532768,38.315136405919674]
[1981,9,21,2.4,0.4,0.74,1.776,0,0.34,0,2.4378560676532768,39.316992473572952]
[1981,9,22,4.2,0,{"$f":"INDEX($Q$27:$T$27,CEILING((1+MOD(B486,12))/3,1))","v":0.74},3.1080000000000001,0,0,0,2.4378560676532768,38.646848541226234]
[1981,9,23,5.4,0,0.74,3.996,0,{"$f":"MIN($B$21*E487,$B$26-L486+G487+H487)","v":0},0,2.4378560676532768,{"$f":"MAX(0,L486+I487+K487-G487-H487)","v":37.08870460887951}]
[1981,9,24,8.8000000000000007,0,0.74,{"$f":"IF(2*( L487/$C$26)  <0.5,D488*F488*      4         *(L487/$C$26),D488*F488)","v":6.5120000000000005},{"$f":"MIN($B$22, MAX(0, L487-$C$26))","v":0},0,{"$f":"MAX(0,L487+I488+$B$28-$B$26-H488-G488)","v":0},{"$f":"$B$28","v":2.4378560676532768},33.014560676532788]
[1981,9,25,5.6,0.2,0.74,4.1440000000000001,0,0.17,0,2.4378560676532768,31.47841674418607]
[1981,9,26,5.4,0,0.74,3.996,0,0,0,2.4378560676532768,29.92027281183935]
[1981,9,27,4.8,0,0.74,3.552,0,0,0,2.4378560676532768,28.806128879492626]
[1981,9,28,8.4,0,0.74,6.2160000000000002,0,0,0,2.4378560676532768,25.027984947145903]
[1981,9,29,4.3,0,0.74,3.1819999999999999,0,0,0,2.4378560676532768,24.283841014799183]
[1981,9,30,5.0999999999999996,0,0.74,3.7739999999999996,0,0,0,2.4378560676532768,22.947697082452457]
[1981,10,1,6.4,0,0.74,4.7359999999999998,0,0,0,2.4378560676532768,20.649553150105735]
[1981,10,2,7.7,0,0.74,5.6980000000000004,0,0,0,2.4378560676532768,17.38940921775901]
[1981,10,3,6.8,0,0.74,5.032,0,0,0,2.4378560676532768,14.795265285412288]
[1981,10,4,8,17.399999999999999,0.74,5.92,0,14.79,0,2.4378560676532768,26.103121353065561]
[1981,10,5,1.9,7.3,0.74,1.4059999999999999,0,6.2050000000000001,0,2.4378560676532768,33.339977420718839]
[1981,10,6,3.5,0,0.74,2.59,0,0,0,2.4378560676532768,33.187833488372121]
[1981,10,7,4.4000000000000004,0,0.74,3.2560000000000002,0,0,0,2.4378560676532768,32.369689556025399]
[1981,10,8,4.2,0,0.74,3.1080000000000001,0,0,0,2.4378560676532768,31.699545623678677]
[1981,10,9,4.2,0,0.74,3.1080000000000001,0,0,0,2.4378560676532768,31.029401691331952]
[1981,10,10,5.4,0,0.74,3.996,0,0,0,2.4378560676532768,29.471257758985228]
[1981,10,11,5.0999999999999996,0,0.74,3.7739999999999996,0,0,0,2.4378560676532768,28.135113826638502]
[1981,10,12,5.5,0,0.74,4.07,0,0,0,2.4378560676532768,26.50296989429178]
[1981,10,13,2.7,0,0.74,1.998,0,0,0,2.4378560676532768,26.942825961945058]
[1981,10,14,4.8,2,0.74,3.552,0,1.7,0,2.4378560676532768,27.528682029598336]
[1981,10,15,3.6,0,0.74,2.6640000000000001,0,0,0,2.4378560676532768,27.302538097251613]
[1981,10,16,5.3,38.299999999999997,0.74,3.9219999999999997,0,32.555,0,2.4378560676532768,58.373394164904894]
[1981,10,17,3.1,1.6,0.74,2.294,5,1.36,0,2.4378560676532768,54.877250232558175]
[1981,10,18,3.7,0,0.74,2.738,5,0,0,2.4378560676532768,49.577106300211454]
[1981,10,19,1.5,9,0.74,1.1099999999999999,4.5771063002114545,7.6499999999999995,0,2.4378560676532768,53.977856067653278]
[1981,10,20,3.6,0.2,0.74,2.6640000000000001,5,0.17,0,2.4378560676532768,48.921712135306556]
[1981,10,21,3.7,1.3,0.74,2.738,3.9217121353065565,1.105,0,2.4378560676532768,45.804856067653276]
[1981,10,22,7.2,1.4,0.74,5.3280000000000003,0.80485606765327589,1.19,0,2.4378560676532768,43.299856067653273]
[1981,10,23,3.5,3.8,0.74,2.59,0,3.23,0,2.4378560676532768,46.377712135306552]
[1981,10,24,6.6,3,0.74,4.8839999999999995,1.3777121353065525,2.5499999999999998,0,2.4378560676532768,45.103856067653275]
[1981,10,25,3.8,0,0.74,2.8119999999999998,0.10385606765327537,0,0,2.4378560676532768,44.625856067653281]
[1981,10,26,2.1,0,0.74,1.554,0,0,0,2.4378560676532768,45.509712135306557]
[1981,10,27,5.6,0,0.74,4.1440000000000001,0.50971213530655746,0,0,2.4378560676532768,43.29385606765328]
[1981,10,28,6.8,0,0.74,5.032,0,0,0,2.4378560676532768,40.699712135306555]
[1981,10,29,5.7,0,0.74,4.218,0,0,0,2.4378560676532768,38.919568202959837]
[1981,10,30,7,0,0.74,5.18,0,0,0,2.4378560676532768,36.177424270613116]
[1981,10,31,5.0999999999999996,0,0.74,3.7739999999999996,0,0,0,2.4378560676532768,34.841280338266394]
[1981,11,1,5.6,2.2000000000000002,0.74,4.1440000000000001,0,1.87,0,2.4378560676532768,35.005136405919671]
[1981,11,2,4.5999999999999996,28.6,0.74,3.4039999999999999,0,24.310000000000002,0,2.4378560676532768,58.348992473572949]
[1981,11,3,3.1,37.6,0.74,2.294,5,31.96,0,2.4378560676532768,85.452848541226217]
[1981,11,4,3.2,41,0.74,2.3679999999999999,5,32.915151458773778,2.4378560676532666,2.4378560676532768,113.43785606765327]
[1981,11,5,3,4.4000000000000004,0.74,2.2199999999999998,5,3.74,1.395712135306538,2.4378560676532768,112.39571213530654]
[1981,11,6,5,0,0.74,3.7,5,0,0,2.4378560676532768,106.13356820295981]
[1981,11,7,5.9,1.9,0.74,4.3660000000000005,5,1.615,0,2.4378560676532768,100.82042427061307]
[1981,11,8,4.8,5,0.74,3.552,5,4.25,0,2.4378560676532768,98.956280338266339]
[1981,11,9,5,0,0.74,3.7,5,0,0,2.4378560676532768,92.694136405919608]
[1981,11,10,5.3,0,0.74,3.9219999999999997,5,0,0,2.4378560676532768,86.209992473572882]
[1981,11,11,2.4,0.4,0.74,1.776,5,0.34,0,2.4378560676532768,82.211848541226161]
[1981,11,12,8,0,0.74,5.92,5,0,0,2.4378560676532768,73.72970460887943]
[1981,11,13,5.8,0,0.74,4.2919999999999998,5,0,0,2.4378560676532768,66.8755606765327]
[1981,11,14,6.6,0,0.74,4.8839999999999995,5,0,0,2.4378560676532768,59.429416744185971]
[1981,11,15,6.4,0,0.74,4.7359999999999998,5,0,0,2.4378560676532768,52.131272811839253]
[1981,11,16,4.5999999999999996,0,0.74,3.4039999999999999,5,0,0,2.4378560676532768,46.165128879492528]
[1981,11,17,3.6,3.3,0.74,2.6640000000000001,1.1651288794925279,2.8049999999999997,0,2.4378560676532768,47.578856067653277]
[1981,11,18,4.4000000000000004,0.6,0.74,3.2560000000000002,2.5788560676532768,0.51,0,2.4378560676532768,44.691856067653276]
[1981,11,19,3.8,0,0.74,2.8119999999999998,0,0,0,2.4378560676532768,44.317712135306557]
[1981,11,20,1.8,2.4,0.74,1.3320000000000001,0,2.04,0,2.4378560676532768,47.463568202959834]
[1981,11,21,0.1,12.4,0.74,7.3999999999999996E-2,2.4635682029598343,10.54,0,2.4378560676532768,57.90385606765328]
[1981,11,22,1.2,6.2,0.74,0.88800000000000001,5,5.27,0,2.4378560676532768,59.723712135306542]
[1981,11,23,4,0,0.74,2.96,5,0,0,2.4378560676532768,54.20156820295982]
[1981,11,24,5,0.2,0.74,3.7,5,0.17,0,2.4378560676532768,48.109424270613097]
[1981,11,25,4.8,0.8,{"$f":"INDEX($Q$27:$T$27,CEILING((1+MOD(B550,12))/3,1))","v":0.74},3.552,3.109424270613097,0.68,0,2.4378560676532768,44.565856067653279]
[1981,11,26,5.7,1,0.74,4.218,0,{"$f":"MIN($B$21*E551,$B$26-L550+G551+H551)","v":0.85},0,2.4378560676532768,{"$f":"MAX(0,L550+I551+K551-G551-H551)","v":43.635712135306562}]
[1981,11,27,5.4,20.6,0.74,{"$f":"IF(2*( L551/$C$26)  <0.5,D552*F552*      4         *(L551/$C$26),D552*F552)","v":3.996},{"$f":"MIN($B$22, MAX(0, L551-$C$26))","v":0},17.510000000000002,{"$f":"MAX(0,L551+I552+$B$28-$B$26-H552-G552)","v":0},{"$f":"$B$28","v":2.4378560676532768},59.587568202959844]
[1981,11,28,6.2,0,0.74,4.5880000000000001,5,0,0,2.4378560676532768,52.437424270613121]
[1981,11,29,6.8,0,0.74,5.032,5,0,0,2.4378560676532768,44.843280338266396]
[1981,11,30,4,1,0.74,2.96,0,0.85,0,2.4378560676532768,45.171136405919675]
[1981,12,1,4.9000000000000004,16.7,0.78,3.8220000000000005,0.17113640591967538,14.194999999999999,0,2.4378560676532768,57.810856067653276]
[1981,12,2,3.5,0,0.78,2.73,5,0,0,2.4378560676532768,52.518712135306558]
[1981,12,3,5.2,0,0.78,4.056,5,0,0,2.4378560676532768,45.900568202959839]
[1981,12,4,3.3,0,0.78,2.5739999999999998,0.90056820295983897,0,0,2.4378560676532768,44.86385606765328]
[1981,12,5,6,0,0.78,4.68,0,0,0,2.4378560676532768,42.621712135306559]
[1981,12,6,8.6,0,0.78,6.7080000000000002,0,0,0,2.4378560676532768,38.351568202959839]
[1981,12,7,7.4,0,0.78,5.7720000000000002,0,0,0,2.4378560676532768,35.01742427061312]
[1981,12,8,11.2,0,0.78,8.7359999999999989,0,0,0,2.4378560676532768,28.719280338266401]
[1981,12,9,5.0999999999999996,0,0.78,3.9779999999999998,0,0,0,2.4378560676532768,27.179136405919678]
[1981,12,10,6.6,0,0.78,5.1479999999999997,0,0,0,2.4378560676532768,24.468992473572957]
[1981,12,11,4,1.8,0.78,3.12,0,1.53,0,2.4378560676532768,25.316848541226232]
[1981,12,12,7.7,0,0.78,6.0060000000000002,0,0,0,2.4378560676532768,21.748704608879507]
[1981,12,13,9,0,0.78,7.0200000000000005,0,0,0,2.4378560676532768,17.166560676532786]
[1981,12,14,8,0,0.78,6.24,0,0,0,2.4378560676532768,13.364416744186061]
[1981,12,15,5.9,8.1999999999999993,0.78,4.6020000000000003,0,6.9699999999999989,0,2.4378560676532768,18.170272811839336]
[1981,12,16,3.6,15.6,0.78,2.8080000000000003,0,13.26,0,2.4378560676532768,31.060128879492616]
[1981,12,17,2.4,14.4,0.78,1.8719999999999999,0,12.24,0,2.4378560676532768,43.865984947145897]
[1981,12,18,0.6,17.399999999999999,0.78,0.46799999999999997,0,14.79,0,2.4378560676532768,60.625841014799178]
[1981,12,19,4.2,0.1,0.78,3.2760000000000002,5,8.5000000000000006E-2,0,2.4378560676532768,54.872697082452454]
[1981,12,20,6.6,0,0.78,5.1479999999999997,5,0,0,2.4378560676532768,47.162553150105737]
[1981,12,21,5.2,3.2,0.78,4.056,2.1625531501057367,2.72,0,2.4378560676532768,46.10185606765328]
[1981,12,22,2.2000000000000002,0,0.78,1.7160000000000002,1.10185606765328,0,0,2.4378560676532768,45.721856067653277]
[1981,12,23,6,32.799999999999997,0.78,4.68,0.72185606765327748,27.879999999999995,0,2.4378560676532768,70.637856067653274]
[1981,12,24,5.6,2.2000000000000002,0.78,4.3679999999999994,5,1.87,0,2.4378560676532768,65.577712135306555]
[1981,12,25,4.3,10.4,0.78,3.3540000000000001,5,8.84,0,2.4378560676532768,68.501568202959831]
[1981,12,26,4.2,2,0.78,3.2760000000000002,5,1.7,0,2.4378560676532768,64.363424270613109]
[1981,12,27,8.8000000000000007,19.399999999999999,0.78,6.8640000000000008,5,16.489999999999998,0,2.4378560676532768,71.427280338266371]
[1981,12,28,6.8,0.1,0.78,5.3040000000000003,5,8.5000000000000006E-2,0,2.4378560676532768,63.646136405919634]
[1981,12,29,5.6,0,0.78,4.3679999999999994,5,0,0,2.4378560676532768,56.715992473572904]
[1981,12,30,7,11.6,0.78,5.46,5,9.86,0,2.4378560676532768,58.553848541226181]
[1981,12,31,5.7,0,0.78,4.4460000000000006,5,0,0,2.4378560676532768,51.545704608879461]
[1982,1,1,4.8,0,0.78,3.7439999999999998,5,0,0,2.4378560676532768,45.23956067653274]
[1982,1,2,6.4,0,0.78,4.9920000000000009,0.23956067653274005,0,0,2.4378560676532768,42.445856067653274]
[1982,1,3,6.6,0,0.78,5.1479999999999997,0,0,0,2.4378560676532768,39.735712135306557]
[1982,1,4,5.6,0,0.78,4.3679999999999994,0,0,0,2.4378560676532768,37.805568202959833]
[1982,1,5,7.4,0,0.78,5.7720000000000002,0,0,0,2.4378560676532768,34.471424270613113]
[1982,1,6,4,0.2,0.78,3.12,0,0.17,0,2.4378560676532768,33.959280338266396]
[1982,1,7,6.8,0,0.78,5.3040000000000003,0,0,0,2.4378560676532768,31.093136405919672]
[1982,1,8,5.7,0,0.78,4.4460000000000006,0,0,0,2.4378560676532768,29.084992473572949]
[1982,1,9,4.9000000000000004,1.9,0.78,3.8220000000000005,0,1.615,0,2.4378560676532768,29.315848541226227]
[1982,1,10,3.8,0,0.78,2.964,0,0,0,2.4378560676532768,28.789704608879504]
[1982,1,11,5.8,0,0.78,4.524,0,0,0,2.4378560676532768,26.703560676532781]
[1982,1,12,5.4,5.6,0.78,4.2120000000000006,0,4.76,0,2.4378560676532768,29.689416744186058]
[1982,1,13,5.7,3.5,0.78,4.4460000000000006,0,2.9750000000000001,0,2.4378560676532768,30.656272811839333]
[1982,1,14,7.2,0,0.78,5.6160000000000005,0,0,0,2.4378560676532768,27.478128879492608]
[1982,1,15,4.5,9.6,0.78,3.5100000000000002,0,8.16,0,2.4378560676532768,34.565984947145893]
[1982,1,16,6,54,0.78,4.68,0,45.9,0,2.4378560676532768,78.223841014799177]
[1982,1,17,2.7,32.4,0.78,2.1060000000000003,5,27.54,0,2.4378560676532768,101.09569708245245]
[1982,1,18,3.1,28,0.78,2.4180000000000001,5,17.322302917547553,2.4378560676532777,2.4378560676532768,113.43785606765327]
[1982,1,19,3.9,51,0.78,3.0419999999999998,5,5.6041439323467284,2.4378560676532732,2.4378560676532768,113.43785606765327]
[1982,1,20,2.1,17.3,0.78,1.6380000000000001,5,4.2001439323467284,2.4378560676532768,2.4378560676532768,113.43785606765327]
[1982,1,21,2.7,2.9,0.78,2.1060000000000003,5,2.4649999999999999,0.234712135306546,2.4378560676532768,111.23471213530655]
[1982,1,22,0.9,12.3,0.78,0.70200000000000007,5,5.4672878646934482,2.4378560676532697,2.4378560676532768,113.43785606765327]
[1982,1,23,2.2999999999999998,2.2999999999999998,0.78,1.7939999999999998,5,1.9549999999999998,3.6712135306541382E-2,2.4378560676532768,111.03671213530654]
[1982,1,24,4.3,0.3,0.78,3.3540000000000001,5,0.255,0,2.4378560676532768,105.37556820295981]
[1982,1,25,5.6,0,0.78,4.3679999999999994,5,0,0,2.4378560676532768,98.445424270613088]
[1982,1,26,6.6,0,0.78,5.1479999999999997,5,0,0,2.4378560676532768,90.735280338266364]
[1982,1,27,13.2,42.8,0.78,10.295999999999999,5,35.560719661733636,2.4378560676532786,2.4378560676532768,113.43785606765329]
[1982,1,28,6.6,2.2000000000000002,{"$f":"INDEX($Q$27:$T$27,CEILING((1+MOD(B614,12))/3,1))","v":0.78},5.1479999999999997,5,1.87,0,2.4378560676532768,107.59771213530657]
[1982,1,29,3.2,3.2,0.78,2.4960000000000004,5,{"$f":"MIN($B$21*E615,$B$26-L614+G615+H615)","v":2.72},0,2.4378560676532768,{"$f":"MAX(0,L614+I615+K615-G615-H615)","v":105.25956820295984}]
[1982,1,30,1.4,5.8,0.78,{"$f":"IF(2*( L615/$C$26)  <0.5,D616*F616*      4         *(L615/$C$26),D616*F616)","v":1.0919999999999999},{"$f":"MIN($B$22, MAX(0, L615-$C$26))","v":5},4.93,{"$f":"MAX(0,L615+I616+$B$28-$B$26-H616-G616)","v":0},{"$f":"$B$28","v":2.4378560676532768},106.53542427061311]
[1982,1,31,4.9000000000000004,0,0.78,3.8220000000000005,5,0,0,2.4378560676532768,100.15128033826637]
[1982,2,1,6.6,0,0.78,5.1479999999999997,5,0,0,2.4378560676532768,92.44113640591965]
[1982,2,2,5.2,6.4,0.78,4.056,5,5.44,0,2.4378560676532768,91.262992473572922]
[1982,2,3,3.9,4.4000000000000004,0.78,3.0419999999999998,5,3.74,0,2.4378560676532768,89.398848541226187]
[1982,2,4,6.8,0,0.78,5.3040000000000003,5,0,0,2.4378560676532768,81.532704608879456]
[1982,2,5,6.4,22.4,0.78,4.9920000000000009,5,19.04,0,2.4378560676532768,93.018560676532729]
[1982,2,6,7.9,0.2,0.78,6.1620000000000008,5,0.17,0,2.4378560676532768,84.464416744185996]
[1982,2,7,5.7,5.2,0.78,4.4460000000000006,5,4.42,0,2.4378560676532768,81.876272811839272]
[1982,2,8,4.5,1.4,0.78,3.5100000000000002,5,1.19,0,2.4378560676532768,76.994128879492536]
[1982,2,9,5.4,0,0.78,4.2120000000000006,5,0,0,2.4378560676532768,70.219984947145804]
[1982,2,10,6.4,0,0.78,4.9920000000000009,5,0,0,2.4378560676532768,62.665841014799071]
[1982,2,11,6.4,0,0.78,4.9920000000000009,5,0,0,2.4378560676532768,55.111697082452338]
[1982,2,12,6.6,0,0.78,5.1479999999999997,5,0,0,2.4378560676532768,47.401553150105613]
[1982,2,13,7.4,17.8,0.78,5.7720000000000002,2.4015531501056131,15.13,0,2.4378560676532768,56.795856067653283]
[1982,2,14,4.5999999999999996,5.8,0.78,3.5879999999999996,5,4.93,0,2.4378560676532768,55.575712135306553]
[1982,2,15,3.8,5.8,0.78,2.964,5,4.93,0,2.4378560676532768,54.979568202959832]
[1982,2,16,2.2999999999999998,13.5,0.78,1.7939999999999998,5,11.475,0,2.4378560676532768,62.098424270613108]
[1982,2,17,5,0,0.78,3.9000000000000004,5,0,0,2.4378560676532768,55.636280338266381]
[1982,2,18,5.6,0,0.78,4.3679999999999994,5,0,0,2.4378560676532768,48.706136405919658]
[1982,2,19,13.6,0,0.78,10.608000000000001,3.7061364059196578,0,0,2.4378560676532768,36.829856067653274]
[1982,2,20,3.8,1.6,0.78,2.964,0,1.36,0,2.4378560676532768,37.663712135306554]
[1982,2,21,3.3,5.2,0.78,2.5739999999999998,0,4.42,0,2.4378560676532768,41.947568202959836]
[1982,2,22,5.7,4,0.78,4.4460000000000006,0,3.4,0,2.4378560676532768,43.339424270613115]
[1982,2,23,5.5,0,0.78,4.29,0,0,0,2.4378560676532768,41.487280338266395]
[1982,2,24,4.5,0,0.78,3.5100000000000002,0,0,0,2.4378560676532768,40.415136405919675]
[1982,2,25,3.3,8.8000000000000007,0.78,2.5739999999999998,0,7.48,0,2.4378560676532768,47.758992473572953]
[1982,2,26,2.4,8,0.78,1.8719999999999999,2.7589924735729525,6.8,0,2.4378560676532768,52.365856067653276]
[1982,2,27,4.4000000000000004,0,0.78,3.4320000000000004,5,0,0,2.4378560676532768,46.371712135306552]
[1982,2,28,3.8,17.2,0.78,2.964,1.3717121353065522,14.62,0,2.4378560676532768,59.093856067653277]
[1982,3,1,3.4,7,0.75,2.5499999999999998,5,5.95,0,2.4378560676532768,59.931712135306555]
[1982,3,2,1.6,1.2,0.75,1.2000000000000002,5,1.02,0,2.4378560676532768,57.189568202959833]
[1982,3,3,3.3,10.6,0.75,2.4749999999999996,5,9.01,0,2.4378560676532768,61.162424270613116]
[1982,3,4,2.2000000000000002,30,0.75,1.6500000000000001,5,25.5,0,2.4378560676532768,82.450280338266381]
[1982,3,5,0,209.2,0.75,0,5,33.549719661733619,2.4378560676532715,2.4378560676532768,113.43785606765327]
[1982,3,6,3.2,6.2,0.75,2.4000000000000004,5,4.9621439323467289,2.4378560676532768,2.4378560676532768,113.43785606765327]
[1982,3,7,4.4000000000000004,0,0.75,3.3000000000000003,5,0,0,2.4378560676532768,107.57571213530655]
[1982,3,8,3.1,0.2,0.75,2.3250000000000002,5,0.17,0,2.4378560676532768,102.85856820295982]
[1982,3,9,3.7,2.2000000000000002,0.75,2.7750000000000004,5,1.87,0,2.4378560676532768,99.391424270613086]
[1982,3,10,5,8,0.75,3.75,5,6.8,0,2.4378560676532768,99.879280338266355]
[1982,3,11,2.6,13.8,0.75,1.9500000000000002,5,11.73,0,2.4378560676532768,107.09713640591963]
[1982,3,12,0.9,8.4,0.75,0.67500000000000004,5,7.14,0,2.4378560676532768,110.9999924735729]
[1982,3,13,3.9,26.7,0.75,2.9249999999999998,5,7.9250075264270974,2.4378560676532688,2.4378560676532768,113.43785606765327]
[1982,3,14,0,61.6,0.75,0,5,2.5621439323467285,2.4378560676532715,2.4378560676532768,113.43785606765327]
[1982,3,15,5.0999999999999996,11.8,0.75,3.8249999999999997,5,6.3871439323467278,2.4378560676532746,2.4378560676532768,113.43785606765327]
[1982,3,16,4.4000000000000004,3.8,0.75,3.3000000000000003,5,3.23,0,2.4378560676532768,110.80571213530655]
[1982,3,17,5.2,5.6,0.75,3.9000000000000004,5,4.76,0,2.4378560676532768,109.10356820295982]
[1982,3,18,5,0,0.75,3.75,5,0,0,2.4378560676532768,102.79142427061309]
[1982,3,19,5,0.4,0.75,3.75,5,0.34,0,2.4378560676532768,96.819280338266367]
[1982,3,20,4,16,0.75,3,5,13.6,0,2.4378560676532768,104.85713640591963]
[1982,3,21,3.4,8.1999999999999993,0.75,2.5499999999999998,5,6.9699999999999989,0,2.4378560676532768,106.71499247357291]
[1982,3,22,5,8.4,0.75,3.75,5,7.14,0,2.4378560676532768,107.54284854122618]
[1982,3,23,5,0.4,0.75,3.75,5,0.34,0,2.4378560676532768,101.57070460887945]
[1982,3,24,5.9,0,0.75,4.4250000000000007,5,0,0,2.4378560676532768,94.583560676532727]
[1982,3,25,3.1,0,0.75,2.3250000000000002,5,0,0,2.4378560676532768,89.696416744185996]
[1982,3,26,4.9000000000000004,0,0.75,3.6750000000000003,5,0,0,2.4378560676532768,83.45927281183927]
[1982,3,27,3.6,0,0.75,2.7,5,0,0,2.4378560676532768,78.197128879492539]
[1982,3,28,5.4,0,0.75,4.0500000000000007,5,0,0,2.4378560676532768,71.584984947145813]
[1982,3,29,5.9,0,0.75,4.4250000000000007,5,0,0,2.4378560676532768,64.597841014799087]
[1982,3,30,5.2,0,0.75,3.9000000000000004,5,0,0,2.4378560676532768,58.13569708245236]
[1982,3,31,3,3,0.75,2.25,5,2.5499999999999998,0,2.4378560676532768,55.873553150105636]
[1982,4,1,1.4,7.8,0.75,1.0499999999999998,5,6.63,0,2.4378560676532768,58.89140921775892]
[1982,4,2,3.6,0,{"$f":"INDEX($Q$27:$T$27,CEILING((1+MOD(B678,12))/3,1))","v":0.75},2.7,5,0,0,2.4378560676532768,53.629265285412195]
[1982,4,3,4,0,0.75,3,5,{"$f":"MIN($B$21*E679,$B$26-L678+G679+H679)","v":0},0,2.4378560676532768,{"$f":"MAX(0,L678+I679+K679-G679-H679)","v":48.067121353065474}]
[1982,4,4,5.0999999999999996,0,0.75,{"$f":"IF(2*( L679/$C$26)  <0.5,D680*F680*      4         *(L679/$C$26),D680*F680)","v":3.8249999999999997},{"$f":"MIN($B$22, MAX(0, L679-$C$26))","v":3.067121353065474},0,{"$f":"MAX(0,L679+I680+$B$28-$B$26-H680-G680)","v":0},{"$f":"$B$28","v":2.4378560676532768},43.612856067653276]
[1982,4,5,3,0.4,0.75,2.25,0,0.34,0,2.4378560676532768,44.140712135306558]
[1982,4,6,4.5999999999999996,4,0.75,3.4499999999999997,0,3.4,0,2.4378560676532768,46.528568202959832]
[1982,4,7,4.5,0.8,0.75,3.375,1.528568202959832,0.68,0,2.4378560676532768,44.742856067653278]
[1982,4,8,3.6,3.6,0.75,2.7,0,3.06,0,2.4378560676532768,47.540712135306556]
[1982,4,9,4.2,13.2,0.75,3.1500000000000004,2.5407121353065563,11.219999999999999,0,2.4378560676532768,55.507856067653279]
[1982,4,10,3.7,3.9,0.75,2.7750000000000004,5,3.3149999999999999,0,2.4378560676532768,53.485712135306557]
[1982,4,11,5.4,21.4,0.75,4.0500000000000007,5,18.189999999999998,0,2.4378560676532768,65.063568202959829]
[1982,4,12,2,13.6,0.75,1.5,5,11.559999999999999,0,2.4378560676532768,72.561424270613102]
[1982,4,13,3.2,14.6,0.75,2.4000000000000004,5,12.41,0,2.4378560676532768,80.009280338266365]
[1982,4,14,3.3,1.8,0.75,2.4749999999999996,5,1.53,0,2.4378560676532768,76.502136405919643]
[1982,4,15,3.2,0,0.75,2.4000000000000004,5,0,0,2.4378560676532768,71.539992473572909]
[1982,4,16,3,0,0.75,2.25,5,0,0,2.4378560676532768,66.72784854122618]
[1982,4,17,3.4,0,0.75,2.5499999999999998,5,0,0,2.4378560676532768,61.615704608879454]
[1982,4,18,3.2,0,0.75,2.4000000000000004,5,0,0,2.4378560676532768,56.653560676532727]
[1982,4,19,3.1,0,0.75,2.3250000000000002,5,0,0,2.4378560676532768,51.766416744186003]
[1982,4,20,3.1,0,0.75,2.3250000000000002,5,0,0,2.4378560676532768,46.879272811839279]
[1982,4,21,4.4000000000000004,1.4,0.75,3.3000000000000003,1.8792728118392787,1.19,0,2.4378560676532768,45.327856067653279]
[1982,4,22,2,3.2,0.75,1.5,0.32785606765327913,2.72,0,2.4378560676532768,48.657856067653277]
[1982,4,23,4,0,0.75,3,3.6578560676532774,0,0,2.4378560676532768,44.437856067653279]
[1982,4,24,3.3,0,0.75,2.4749999999999996,0,0,0,2.4378560676532768,44.400712135306556]
[1982,4,25,3.4,0,0.75,2.5499999999999998,0,0,0,2.4378560676532768,44.288568202959837]
[1982,4,26,4.5999999999999996,0,0.75,3.4499999999999997,0,0,0,2.4378560676532768,43.276424270613113]
[1982,4,27,4.3,0,0.75,3.2249999999999996,0,0,0,2.4378560676532768,42.48928033826639]
[1982,4,28,6.1,15.8,0.75,4.5749999999999993,0,13.43,0,2.4378560676532768,53.782136405919672]
[1982,4,29,5.0999999999999996,0,0.75,3.8249999999999997,5,0,0,2.4378560676532768,47.394992473572948]
[1982,4,30,4.4000000000000004,0,0.75,3.3000000000000003,2.3949924735729482,0,0,2.4378560676532768,44.137856067653281]
[1982,5,1,3,0,0.75,2.25,0,0,0,2.4378560676532768,44.32571213530656]
[1982,5,2,2.2000000000000002,0,0.75,1.6500000000000001,0,0,0,2.4378560676532768,45.11356820295984]
[1982,5,3,2.6,3.8,0.75,1.9500000000000002,0.11356820295983994,3.23,0,2.4378560676532768,48.717856067653273]
[1982,5,4,2.8,0,0.75,2.0999999999999996,3.7178560676532726,0,0,2.4378560676532768,45.337856067653277]
[1982,5,5,2.6,0,0.75,1.9500000000000002,0.33785606765327714,0,0,2.4378560676532768,45.487856067653276]
[1982,5,6,3.1,0,0.75,2.3250000000000002,0.48785606765327572,0,0,2.4378560676532768,45.112856067653276]
[1982,5,7,4,0,0.75,3,0.11285606765327572,0,0,2.4378560676532768,44.437856067653279]
[1982,5,8,4.9000000000000004,0,0.75,3.6750000000000003,0,0,0,2.4378560676532768,43.20071213530656]
[1982,5,9,2.7,0,0.75,2.0250000000000004,0,0,0,2.4378560676532768,43.61356820295984]
[1982,5,10,3.2,0,0.75,2.4000000000000004,0,0,0,2.4378560676532768,43.65142427061312]
[1982,5,11,4.3,0,0.75,3.2249999999999996,0,0,0,2.4378560676532768,42.864280338266397]
[1982,5,12,4,0,0.75,3,0,0,0,2.4378560676532768,42.302136405919676]
[1982,5,13,3,0,0.75,2.25,0,0,0,2.4378560676532768,42.489992473572954]
[1982,5,14,3.8,0,0.75,2.8499999999999996,0,0,0,2.4378560676532768,42.077848541226231]
[1982,5,15,2.4,22.8,0.75,1.7999999999999998,0,19.38,0,2.4378560676532768,62.095704608879508]
[1982,5,16,2.7,0.7,0.75,2.0250000000000004,5,0.59499999999999997,0,2.4378560676532768,58.103560676532787]
[1982,5,17,2.5,0.6,0.75,1.875,5,0.51,0,2.4378560676532768,54.176416744186064]
[1982,5,18,1.5,3.8,0.75,1.125,5,3.23,0,2.4378560676532768,53.719272811839339]
[1982,5,19,2.7,1,0.75,2.0250000000000004,5,0.85,0,2.4378560676532768,49.98212887949262]
[1982,5,20,3.6,0,0.75,2.7,4.9821288794926204,0,0,2.4378560676532768,44.737856067653276]
[1982,5,21,4,0,0.75,3,0,0,0,2.4378560676532768,44.175712135306554]
[1982,5,22,5.2,0,0.75,3.9000000000000004,0,0,0,2.4378560676532768,42.713568202959834]
[1982,5,23,2.6,0,0.75,1.9500000000000002,0,0,0,2.4378560676532768,43.20142427061311]
[1982,5,24,2.6,0,0.75,1.9500000000000002,0,0,0,2.4378560676532768,43.689280338266386]
[1982,5,25,1.6,0.6,0.75,1.2000000000000002,0,0.51,0,2.4378560676532768,45.437136405919659]
[1982,5,26,2,5.8,0.75,1.5,0.43713640591965941,4.93,0,2.4378560676532768,50.867856067653278]
[1982,5,27,2.6,0,0.75,1.9500000000000002,5,0,0,2.4378560676532768,46.355712135306554]
[1982,5,28,1,2,0.75,0.75,1.355712135306554,1.7,0,2.4378560676532768,48.387856067653281]
[1982,5,29,2.4,16.600000000000001,0.75,1.7999999999999998,3.3878560676532814,14.110000000000001,0,2.4378560676532768,59.747856067653281]
[1982,5,30,1.3,2.2000000000000002,0.75,0.97500000000000009,5,1.87,0,2.4378560676532768,58.080712135306548]
[1982,5,31,1.2,6.8,0.75,0.89999999999999991,5,5.7799999999999994,0,2.4378560676532768,60.398568202959822]
[1982,6,1,3,0,0.66,1.98,5,0,0,2.4378560676532768,55.856424270613104]
[1982,6,2,3.2,0,0.66,2.1120000000000001,5,0,0,2.4378560676532768,51.182280338266381]
[1982,6,3,3,0,0.66,1.98,5,0,0,2.4378560676532768,46.640136405919662]
[1982,6,4,3.6,0.2,0.66,2.3760000000000003,1.6401364059196624,0.17,0,2.4378560676532768,45.231856067653283]
[1982,6,5,2,14.3,{"$f":"INDEX($Q$27:$T$27,CEILING((1+MOD(B742,12))/3,1))","v":0.66},1.32,0.23185606765328259,12.155000000000001,0,2.4378560676532768,58.272856067653279]
[1982,6,6,2.7,3.8,0.66,1.7820000000000003,5,{"$f":"MIN($B$21*E743,$B$26-L742+G743+H743)","v":3.23},0,2.4378560676532768,{"$f":"MAX(0,L742+I743+K743-G743-H743)","v":57.158712135306551}]
[1982,6,7,1.4,17,0.66,{"$f":"IF(2*( L743/$C$26)  <0.5,D744*F744*      4         *(L743/$C$26),D744*F744)","v":0.92399999999999993},{"$f":"MIN($B$22, MAX(0, L743-$C$26))","v":5},14.45,{"$f":"MAX(0,L743+I744+$B$28-$B$26-H744-G744)","v":0},{"$f":"$B$28","v":2.4378560676532768},68.122568202959812]
[1982,6,8,1.1000000000000001,15.8,0.66,0.72600000000000009,5,13.43,0,2.4378560676532768,78.264424270613077]
[1982,6,9,4.3,46.4,0.66,2.8380000000000001,5,39.44,1.3042803382663459,2.4378560676532768,112.30428033826635]
[1982,6,10,2,9.4,0.66,1.32,5,5.0157196617336481,2.4378560676532643,2.4378560676532768,113.43785606765327]
[1982,6,11,1.8,2.2000000000000002,0.66,1.1880000000000002,5,1.87,0.55771213530654729,2.4378560676532768,111.55771213530655]
[1982,6,12,2.1,0,0.66,1.3860000000000001,5,0,0,2.4378560676532768,107.60956820295982]
[1982,6,13,2.2000000000000002,2.8,0.66,1.4520000000000002,5,2.38,0,2.4378560676532768,105.97542427061309]
[1982,6,14,3,0,0.66,1.98,5,0,0,2.4378560676532768,101.43328033826636]
[1982,6,15,3.1,0,0.66,2.0460000000000003,5,0,0,2.4378560676532768,96.825136405919622]
[1982,6,16,1.4,0,0.66,0.92399999999999993,5,0,0,2.4378560676532768,93.338992473572887]
[1982,6,17,3.6,0,0.66,2.3760000000000003,5,0,0,2.4378560676532768,88.400848541226154]
[1982,6,18,1.5,0,0.66,0.99,5,0,0,2.4378560676532768,84.84870460887943]
[1982,6,19,3.2,0,0.66,2.1120000000000001,5,0,0,2.4378560676532768,80.174560676532707]
[1982,6,20,3.2,0,0.66,2.1120000000000001,5,0,0,2.4378560676532768,75.500416744185983]
[1982,6,21,3.2,0,0.66,2.1120000000000001,5,0,0,2.4378560676532768,70.82627281183926]
[1982,6,22,3.5,0,0.66,2.31,5,0,0,2.4378560676532768,65.954128879492529]
[1982,6,23,3.4,0,0.66,2.2440000000000002,5,0,0,2.4378560676532768,61.147984947145801]
[1982,6,24,2.8,0,0.66,1.8479999999999999,5,0,0,2.4378560676532768,56.737841014799081]
[1982,6,25,2.2000000000000002,0,0.66,1.4520000000000002,5,0,0,2.4378560676532768,52.723697082452361]
[1982,6,26,3.5,0,0.66,2.31,5,0,0,2.4378560676532768,47.851553150105637]
[1982,6,27,2.7,0,0.66,1.7820000000000003,2.8515531501056373,0,0,2.4378560676532768,45.655856067653275]
[1982,6,28,2.1,0,0.66,1.3860000000000001,0.65585606765327498,0,0,2.4378560676532768,46.051856067653276]
[1982,6,29,2.6,0,0.66,1.7160000000000002,1.0518560676532758,0,0,2.4378560676532768,45.721856067653277]
[1982,6,30,2.4,0,0.66,1.5840000000000001,0.72185606765327748,0,0,2.4378560676532768,45.853856067653275]
[1982,7,1,2.2000000000000002,0,0.66,1.4520000000000002,0.85385606765327537,0,0,2.4378560676532768,45.98585606765328]
[1982,7,2,2.1,0,0.66,1.3860000000000001,0.98585606765328038,0,0,2.4378560676532768,46.051856067653276]
[1982,7,3,2.6,0,0.66,1.7160000000000002,1.0518560676532758,0,0,2.4378560676532768,45.721856067653277]
[1982,7,4,3.2,0,0.66,2.1120000000000001,0.72185606765327748,0,0,2.4378560676532768,45.325856067653277]
[1982,7,5,4,0,0.66,2.64,0.32585606765327668,0,0,2.4378560676532768,44.797856067653278]
[1982,7,6,1.6,0,0.66,1.056,0,0,0,2.4378560676532768,46.179712135306559]
[1982,7,7,3.2,0,0.66,2.1120000000000001,1.1797121353065592,0,0,2.4378560676532768,45.325856067653277]
[1982,7,8,2.2999999999999998,0,0.66,1.518,0.32585606765327668,0,0,2.4378560676532768,45.919856067653278]
[1982,7,9,3.4,0,0.66,2.2440000000000002,0.91985606765327788,0,0,2.4378560676532768,45.193856067653279]
[1982,7,10,3,0,0.66,1.98,0.19385606765327879,0,0,2.4378560676532768,45.457856067653282]
[1982,7,11,2.2000000000000002,0,0.66,1.4520000000000002,0.45785606765328168,0,0,2.4378560676532768,45.98585606765328]
[1982,7,12,1.8,0,0.66,1.1880000000000002,0.98585606765328038,0,0,2.4378560676532768,46.249856067653276]
[1982,7,13,2.2000000000000002,0,0.66,1.4520000000000002,1.2498560676532762,0,0,2.4378560676532768,45.98585606765328]
[1982,7,14,2.2999999999999998,13.6,0.66,1.518,0.98585606765328038,11.559999999999999,0,2.4378560676532768,57.479856067653273]
[1982,7,15,20.5,101.4,0.66,13.530000000000001,5,72.050143932346728,2.4378560676532857,2.4378560676532768,113.43785606765329]
[1982,7,16,3.6,26.8,0.66,2.3760000000000003,5,4.9381439323467147,2.4378560676532759,2.4378560676532768,113.43785606765327]
[1982,7,17,2.8,38.200000000000003,0.66,1.8479999999999999,5,4.4101439323467284,2.4378560676532706,2.4378560676532768,113.43785606765327]
[1982,7,18,2.2000000000000002,0,0.66,1.4520000000000002,5,0,0,2.4378560676532768,109.42371213530654]
[1982,7,19,2.5,0.2,0.66,1.6500000000000001,5,0.17,0,2.4378560676532768,105.38156820295981]
[1982,7,20,4.8,0,0.66,3.1680000000000001,5,0,0,2.4378560676532768,99.651424270613077]
[1982,7,21,3.3,0,0.66,2.1779999999999999,5,0,0,2.4378560676532768,94.911280338266351]
[1982,7,22,1.3,5.6,0.66,0.8580000000000001,5,4.76,0,2.4378560676532768,96.251136405919624]
[1982,7,23,0.5,1.8,0.66,0.33,5,1.53,0,2.4378560676532768,94.888992473572898]
[1982,7,24,1.7,0.2,0.66,1.1220000000000001,5,0.17,0,2.4378560676532768,91.374848541226172]
[1982,7,25,1.6,2.6,0.66,1.056,5,2.21,0,2.4378560676532768,89.966704608879439]
[1982,7,26,3.2,0,0.66,2.1120000000000001,5,0,0,2.4378560676532768,85.292560676532716]
[1982,7,27,3.6,0,0.66,2.3760000000000003,5,0,0,2.4378560676532768,80.354416744185983]
[1982,7,28,1.6,0,0.66,1.056,5,0,0,2.4378560676532768,76.736272811839257]
[1982,7,29,3.6,0,0.66,2.3760000000000003,5,0,0,2.4378560676532768,71.798128879492523]
[1982,7,30,4.3,0,0.66,2.8380000000000001,5,0,0,2.4378560676532768,66.397984947145801]
[1982,7,31,3.8,0,0.66,2.508,5,0,0,2.4378560676532768,61.327841014799077]
[1982,8,1,3.4,0,0.66,2.2440000000000002,5,0,0,2.4378560676532768,56.521697082452356]
[1982,8,2,2.6,0,0.66,1.7160000000000002,5,0,0,2.4378560676532768,52.243553150105633]
[1982,8,3,1.9,0,0.66,1.254,5,0,0,2.4378560676532768,48.427409217758914]
[1982,8,4,2,0,0.66,1.32,3.4274092177589139,0,0,2.4378560676532768,46.117856067653278]
[1982,8,5,3.3,0,0.66,2.1779999999999999,1.1178560676532783,0,0,2.4378560676532768,45.259856067653281]
[1982,8,6,2.1,0.2,0.66,1.3860000000000001,0.25985606765328129,0.17,0,2.4378560676532768,46.221856067653277]
[1982,8,7,3.1,0.5,0.66,2.0460000000000003,1.2218560676532775,0.42499999999999999,0,2.4378560676532768,45.816856067653276]
[1982,8,8,2.7,22.7,{"$f":"INDEX($Q$27:$T$27,CEILING((1+MOD(B806,12))/3,1))","v":0.66},1.7820000000000003,0.81685606765327634,19.294999999999998,0,2.4378560676532768,64.950856067653277]
[1982,8,9,3.6,17,0.66,2.3760000000000003,5,{"$f":"MIN($B$21*E807,$B$26-L806+G807+H807)","v":14.45},0,2.4378560676532768,{"$f":"MAX(0,L806+I807+K807-G807-H807)","v":74.462712135306546}]
[1982,8,10,2,0,0.66,{"$f":"IF(2*( L807/$C$26)  <0.5,D808*F808*      4         *(L807/$C$26),D808*F808)","v":1.32},{"$f":"MIN($B$22, MAX(0, L807-$C$26))","v":5},0,{"$f":"MAX(0,L807+I808+$B$28-$B$26-H808-G808)","v":0},{"$f":"$B$28","v":2.4378560676532768},70.580568202959824]
[1982,8,11,2.1,0,0.66,1.3860000000000001,5,0,0,2.4378560676532768,66.6324242706131]
[1982,8,12,2.2000000000000002,0,0.66,1.4520000000000002,5,0,0,2.4378560676532768,62.618280338266374]
[1982,8,13,4.2,0,0.66,2.7720000000000002,5,0,0,2.4378560676532768,57.284136405919647]
[1982,8,14,2.8,0,0.66,1.8479999999999999,5,0,0,2.4378560676532768,52.873992473572926]
[1982,8,15,2.6,0.8,0.66,1.7160000000000002,5,0.68,0,2.4378560676532768,49.275848541226203]
[1982,8,16,3.2,16.399999999999999,0.66,2.1120000000000001,4.2758485412262033,13.939999999999998,0,2.4378560676532768,59.265856067653274]
[1982,8,17,3.1,4.8,0.66,2.0460000000000003,5,4.08,0,2.4378560676532768,58.737712135306545]
[1982,8,18,2.4,9.1999999999999993,0.66,1.5840000000000001,5,7.8199999999999994,0,2.4378560676532768,62.411568202959813]
[1982,8,19,3.4,4.5,0.66,2.2440000000000002,5,3.8249999999999997,0,2.4378560676532768,61.430424270613088]
[1982,8,20,3.7,2.6,0.66,2.4420000000000002,5,2.21,0,2.4378560676532768,58.636280338266367]
[1982,8,21,2.2000000000000002,2.2000000000000002,0.66,1.4520000000000002,5,1.87,0,2.4378560676532768,56.492136405919645]
[1982,8,22,3.4,0,0.66,2.2440000000000002,5,0,0,2.4378560676532768,51.685992473572924]
[1982,8,23,1.8,0.2,0.66,1.1880000000000002,5,0.17,0,2.4378560676532768,48.105848541226202]
[1982,8,24,2.8,26.8,0.66,1.8479999999999999,3.1058485412262016,22.78,0,2.4378560676532768,68.369856067653274]
[1982,8,25,3.2,0,0.66,2.1120000000000001,5,0,0,2.4378560676532768,63.69571213530655]
[1982,8,26,4,0,0.66,2.64,5,0,0,2.4378560676532768,58.493568202959821]
[1982,8,27,3.8,0,0.66,2.508,5,0,0,2.4378560676532768,53.423424270613097]
[1982,8,28,4.5,0,0.66,2.97,5,0,0,2.4378560676532768,47.891280338266377]
[1982,8,29,3.7,0,0.66,2.4420000000000002,2.8912803382663768,0,0,2.4378560676532768,44.995856067653278]
[1982,8,30,4.5,0,0.66,2.97,0,0,0,2.4378560676532768,44.463712135306558]
[1982,8,31,4.3,0,0.66,2.8380000000000001,0,0,0,2.4378560676532768,44.063568202959836]
[1982,9,1,3.5,0.1,0.74,2.59,0,8.5000000000000006E-2,0,2.4378560676532768,43.996424270613119]
[1982,9,2,3.2,0,0.74,2.3679999999999999,0,0,0,2.4378560676532768,44.066280338266395]
[1982,9,3,4.0999999999999996,0,0.74,3.0339999999999998,0,0,0,2.4378560676532768,43.470136405919675]
[1982,9,4,6.4,0,0.74,4.7359999999999998,0,0,0,2.4378560676532768,41.171992473572956]
[1982,9,5,4,0,0.74,2.96,0,0,0,2.4378560676532768,40.649848541226234]
[1982,9,6,2.6,1.6,0.74,1.9239999999999999,0,1.36,0,2.4378560676532768,42.523704608879513]
[1982,9,7,6.5,0,0.74,4.8099999999999996,0,0,0,2.4378560676532768,40.151560676532789]
[1982,9,8,3.7,0,0.74,2.738,0,0,0,2.4378560676532768,39.851416744186068]
[1982,9,9,3.8,9.1999999999999993,0.74,2.8119999999999998,0,7.8199999999999994,0,2.4378560676532768,47.297272811839349]
[1982,9,10,3.8,0,0.74,2.8119999999999998,2.2972728118393491,0,0,2.4378560676532768,44.625856067653281]
[1982,9,11,4.8,0,0.74,3.552,0,0,0,2.4378560676532768,43.51171213530656]
[1982,9,12,4.5,0.7,0.74,3.33,0,0.59499999999999997,0,2.4378560676532768,43.214568202959839]
[1982,9,13,4.0999999999999996,0,0.74,3.0339999999999998,0,0,0,2.4378560676532768,42.618424270613119]
[1982,9,14,3.8,0.6,0.74,2.8119999999999998,0,0.51,0,2.4378560676532768,42.754280338266398]
[1982,9,15,1.2,6.2,0.74,0.88800000000000001,0,5.27,0,2.4378560676532768,49.574136405919674]
[1982,9,16,3.1,0.2,0.74,2.294,4.5741364059196741,0.17,0,2.4378560676532768,45.313856067653283]
[1982,9,17,3.3,0,0.74,2.4419999999999997,0.31385606765328333,0,0,2.4378560676532768,44.995856067653278]
[1982,9,18,5.5,0,0.74,4.07,0,0,0,2.4378560676532768,43.363712135306557]
[1982,9,19,0.4,1.2,0.74,0.29599999999999999,0,1.02,0,2.4378560676532768,46.525568202959839]
[1982,9,20,2.6,1.6,0.74,1.9239999999999999,1.525568202959839,1.36,0,2.4378560676532768,46.873856067653279]
[1982,9,21,3.1,26.6,0.74,2.294,1.8738560676532785,22.61,0,2.4378560676532768,67.753856067653274]
[1982,9,22,4.3,42.4,0.74,3.1819999999999999,5,36.04,0,2.4378560676532768,98.049712135306549]
[1982,9,23,5,41,0.74,3.7,5,21.65028786469345,2.4378560676532741,2.4378560676532768,113.43785606765327]
[1982,9,24,4.2,0,0.74,3.1080000000000001,5,0,0,2.4378560676532768,107.76771213530654]
[1982,9,25,3.9,0,0.74,2.8860000000000001,5,0,0,2.4378560676532768,102.31956820295981]
[1982,9,26,5.8,0,0.74,4.2919999999999998,5,0,0,2.4378560676532768,95.465424270613084]
[1982,9,27,4.3,1.8,0.74,3.1819999999999999,5,1.53,0,2.4378560676532768,91.251280338266355]
[1982,9,28,5.6,0,0.74,4.1440000000000001,5,0,0,2.4378560676532768,84.545136405919621]
[1982,9,29,5,0,0.74,3.7,5,0,0,2.4378560676532768,78.282992473572889]
[1982,9,30,8,0,0.74,5.92,5,0,0,2.4378560676532768,69.800848541226159]
[1982,10,1,6.1,0,0.74,4.5139999999999993,5,0,0,2.4378560676532768,62.724704608879435]
[1982,10,2,4.5999999999999996,0,0.74,3.4039999999999999,5,0,0,2.4378560676532768,56.75856067653271]
[1982,10,3,4.3,0,0.74,3.1819999999999999,5,0,0,2.4378560676532768,51.014416744185986]
[1982,10,4,5.2,0,0.74,3.8479999999999999,5,0,0,2.4378560676532768,44.604272811839266]
[1982,10,5,6.7,0,0.74,4.9580000000000002,0,0,0,2.4378560676532768,42.084128879492546]
[1982,10,6,5.8,0,0.74,4.2919999999999998,0,0,0,2.4378560676532768,40.229984947145823]
[1982,10,7,4.8,0,0.74,3.552,0,0,0,2.4378560676532768,39.115841014799102]
[1982,10,8,3.8,0,0.74,2.8119999999999998,0,0,0,2.4378560676532768,38.741697082452383]
[1982,10,9,5,0,0.74,3.7,0,0,0,2.4378560676532768,37.479553150105659]
[1982,10,10,6.8,37.4,0.74,5.032,0,31.79,0,2.4378560676532768,66.675409217758926]
[1982,10,11,22.3,79.400000000000006,{"$f":"INDEX($Q$27:$T$27,CEILING((1+MOD(B870,12))/3,1))","v":0.74},16.501999999999999,5,65.82659078224107,2.4378560676532963,2.4378560676532768,113.4378560676533]
[1982,10,12,2.1,45.7,0.74,1.554,5,{"$f":"MIN($B$21*E871,$B$26-L870+G871+H871)","v":4.1161439323467004},2.4378560676532732,2.4378560676532768,{"$f":"MAX(0,L870+I871+K871-G871-H871)","v":113.43785606765327}]
[1982,10,13,3.7,20.8,0.74,{"$f":"IF(2*( L871/$C$26)  <0.5,D872*F872*      4         *(L871/$C$26),D872*F872)","v":2.738},{"$f":"MIN($B$22, MAX(0, L871-$C$26))","v":5},5.3001439323467281,{"$f":"MAX(0,L871+I872+$B$28-$B$26-H872-G872)","v":2.437856067653271},{"$f":"$B$28","v":2.4378560676532768},113.43785606765327]
[1982,10,14,2.6,1.8,0.74,1.9239999999999999,5,1.53,0,2.4378560676532768,110.48171213530654]
[1982,10,15,4.5999999999999996,0,0.74,3.4039999999999999,5,0,0,2.4378560676532768,104.51556820295981]
[1982,10,16,3.6,7.4,0.74,2.6640000000000001,5,6.29,0,2.4378560676532768,105.57942427061309]
[1982,10,17,5.2,0,0.74,3.8479999999999999,5,0,0,2.4378560676532768,99.169280338266361]
[1982,10,18,9.3000000000000007,0,0.74,6.8820000000000006,5,0,0,2.4378560676532768,89.725136405919628]
[1982,10,19,5.8,0,0.74,4.2919999999999998,5,0,0,2.4378560676532768,82.870992473572898]
[1982,10,20,6,0,0.74,4.4399999999999995,5,0,0,2.4378560676532768,75.868848541226171]
[1982,10,21,5.9,0,0.74,4.3660000000000005,5,0,0,2.4378560676532768,68.940704608879443]
[1982,10,22,6.8,0,0.74,5.032,5,0,0,2.4378560676532768,61.346560676532718]
[1982,10,23,6,0,0.74,4.4399999999999995,5,0,0,2.4378560676532768,54.344416744185999]
[1982,10,24,5.9,0.1,0.74,4.3660000000000005,5,8.5000000000000006E-2,0,2.4378560676532768,47.501272811839279]
[1982,10,25,3.8,0,0.74,2.8119999999999998,2.5012728118392786,0,0,2.4378560676532768,44.625856067653281]
[1982,10,26,4.7,0,0.74,3.4780000000000002,0,0,0,2.4378560676532768,43.585712135306558]
[1982,10,27,4.5,0,0.74,3.33,0,0,0,2.4378560676532768,42.693568202959838]
[1982,10,28,6.8,0,0.74,5.032,0,0,0,2.4378560676532768,40.099424270613113]
[1982,10,29,5.2,0,0.74,3.8479999999999999,0,0,0,2.4378560676532768,38.689280338266393]
[1982,10,30,7.6,0,0.74,5.6239999999999997,0,0,0,2.4378560676532768,35.503136405919669]
[1982,10,31,6.2,0,0.74,4.5880000000000001,0,0,0,2.4378560676532768,33.352992473572947]
[1982,11,1,5.4,4.2,0.74,3.996,0,3.57,0,2.4378560676532768,35.364848541226223]
[1982,11,2,2.2000000000000002,11.8,0.74,1.6280000000000001,0,10.030000000000001,0,2.4378560676532768,46.204704608879503]
[1982,11,3,4.5999999999999996,0,0.74,3.4039999999999999,1.2047046088795028,0,0,2.4378560676532768,44.033856067653282]
[1982,11,4,6,0,0.74,4.4399999999999995,0,0,0,2.4378560676532768,42.031712135306563]
[1982,11,5,5.7,0,0.74,4.218,0,0,0,2.4378560676532768,40.251568202959845]
[1982,11,6,4.5999999999999996,0,0.74,3.4039999999999999,0,0,0,2.4378560676532768,39.28542427061312]
[1982,11,7,4.5999999999999996,0,0.74,3.4039999999999999,0,0,0,2.4378560676532768,38.319280338266395]
[1982,11,8,6.2,0,0.74,4.5880000000000001,0,0,0,2.4378560676532768,36.169136405919673]
[1982,11,9,5.5,0,0.74,4.07,0,0,0,2.4378560676532768,34.536992473572951]
[1982,11,10,9.6,14.4,0.74,7.1040000000000001,0,12.24,0,2.4378560676532768,42.110848541226233]
[1982,11,11,5.6,0,0.74,4.1440000000000001,0,0,0,2.4378560676532768,40.404704608879513]
[1982,11,12,5.6,0.8,0.74,4.1440000000000001,0,0.68,0,2.4378560676532768,39.378560676532793]
[1982,11,13,4.5999999999999996,0,0.74,3.4039999999999999,0,0,0,2.4378560676532768,38.412416744186075]
[1982,11,14,5.4,0,0.74,3.996,0,0,0,2.4378560676532768,36.854272811839351]
[1982,11,15,6.6,0,0.74,4.8839999999999995,0,0,0,2.4378560676532768,34.408128879492629]
[1982,11,16,7.6,0,0.74,5.6239999999999997,0,0,0,2.4378560676532768,31.221984947145909]
[1982,11,17,7.4,0,0.74,5.476,0,0,0,2.4378560676532768,28.183841014799185]
[1982,11,18,8.1999999999999993,0,0.74,6.0679999999999996,0,0,0,2.4378560676532768,24.553697082452466]
[1982,11,19,5.0999999999999996,0.1,0.74,3.7739999999999996,0,8.5000000000000006E-2,0,2.4378560676532768,23.302553150105744]
[1982,11,20,6,0,0.74,4.4399999999999995,0,0,0,2.4378560676532768,21.300409217759025]
[1982,11,21,6.5,0,0.74,4.8099999999999996,0,0,0,2.4378560676532768,18.928265285412305]
[1982,11,22,6.6,0,0.74,4.8839999999999995,0,0,0,2.4378560676532768,16.48212135306558]
[1982,11,23,6.9,0,0.74,5.1059999999999999,0,0,0,2.4378560676532768,13.813977420718858]
[1982,11,24,6.7,0,0.74,4.9580000000000002,0,0,0,2.4378560676532768,11.293833488372135]
[1982,11,25,7.7,0,0.74,5.6980000000000004,0,0,0,2.4378560676532768,8.0336895560254113]
[1982,11,26,8.1999999999999993,0,0.74,4.3331936200855283,0,0,0,2.4378560676532768,6.1383520035931598]
[1982,11,27,4.8,0,0.74,1.9380823392678137,0,0,0,2.4378560676532768,6.638125731978624]
[1982,11,28,6,0.2,0.74,2.6198469555542299,0,0.17,0,2.4378560676532768,6.6261348440776704]
[1982,11,29,4.8,3.8,0.74,2.0920916414367898,0,3.23,0,2.4378560676532768,10.201899270294158]
[1982,11,30,3.4,0,0.74,2.2815980945831202,0,0,0,2.4378560676532768,10.358157243364314]
[1982,12,1,7.4,0,0.78,5.314425209662117,0,0,0,2.4378560676532768,7.4815881013554737]
[1982,12,2,6.7,4.8,0.78,3.4754470593496629,0,4.08,0,2.4378560676532768,10.523997109659089]
[1982,12,3,3.5,5.7,0.78,2.5538232986106055,0,4.8449999999999998,0,2.4378560676532768,15.253029878701756]
[1982,12,4,4.3,0.9,0.78,3.3540000000000001,0,0.76500000000000001,0,2.4378560676532768,15.101885946355033]
[1982,12,5,7.2,0,0.78,5.6160000000000005,0,0,0,2.4378560676532768,11.923742014008312]
[1982,12,6,5.6,0.2,0.78,4.3679999999999994,0,0.17,0,2.4378560676532768,10.16359808166159]
[1982,12,7,6.4,0,0.78,4.5099272554359704,0,0,0,2.4378560676532768,8.0915268938788962]
[1982,12,8,9.6,0.4,0.78,5.3857203005657937,0,0.34,0,2.4378560676532768,5.4836626609663792]
[1982,12,9,5.5,0,0.78,2.0911033613818462,0,0,0,2.4378560676532768,5.8304153672378103]
[1982,12,10,7.4,0,0.78,2.9913917777508128,0,0,0,2.4378560676532768,5.2768796571402738]
[1982,12,11,7.6,0,0.78,2.7805637873357818,0,0,0,2.4378560676532768,4.9341719374577693]
[1982,12,12,5.0999999999999996,10.5,0.78,1.7447231970850672,0,8.9249999999999989,0,2.4378560676532768,14.552304808025978]
[1982,12,13,5.2,0,0.78,4.056,0,0,0,2.4378560676532768,12.934160875679254]
[1982,12,14,5.2,0,{"$f":"INDEX($Q$27:$T$27,CEILING((1+MOD(B934,12))/3,1))","v":0.78},4.056,0,0,0,2.4378560676532768,11.316016943332531]
[1982,12,15,5.7,0,0.78,4.4460000000000006,0,{"$f":"MIN($B$21*E935,$B$26-L934+G935+H935)","v":0},0,2.4378560676532768,{"$f":"MAX(0,L934+I935+K935-G935-H935)","v":9.3078730109858085}]
[1982,12,16,7.9,0,0.78,{"$f":"IF(2*( L935/$C$26)  <0.5,D936*F936*      4         *(L935/$C$26),D936*F936)","v":5.0982323105506273},{"$f":"MIN($B$22, MAX(0, L935-$C$26))","v":0},0,{"$f":"MAX(0,L935+I936+$B$28-$B$26-H936-G936)","v":0},{"$f":"$B$28","v":2.4378560676532768},6.647496768088458]
[1982,12,17,7.3,0.3,0.78,3.3645196975551714,0,0.255,0,2.4378560676532768,5.9758331381865633]
[1982,12,18,8.6,0,0.78,3.5631901058627085,0,0,0,2.4378560676532768,4.8504990999771325]
[1982,12,19,8.1,0.4,0.78,2.7240402945471573,0,0.34,0,2.4378560676532768,4.9043148730832513]
[1982,12,20,4.4000000000000004,18.8,0.78,1.4961429906152639,0,15.98,0,2.4378560676532768,21.826027950121262]
[1982,12,21,3.6,0.6,0.78,2.8080000000000003,0,0.51,0,2.4378560676532768,21.965884017774542]
[1982,12,22,5.5,4.4000000000000004,0.78,4.29,0,3.74,0,2.4378560676532768,23.853740085427823]
[1982,12,23,4.2,0,0.78,3.2760000000000002,0,0,0,2.4378560676532768,23.015596153081102]
[1982,12,24,5.2,0,0.78,4.056,0,0,0,2.4378560676532768,21.397452220734376]
[1982,12,25,6.4,0,0.78,4.9920000000000009,0,0,0,2.4378560676532768,18.84330828838765]
[1982,12,26,7.5,2.1,0.78,5.8500000000000005,0,1.7849999999999999,0,2.4378560676532768,17.216164356040927]
[1982,12,27,2.8,17,0.78,2.1839999999999997,0,14.45,0,2.4378560676532768,31.920020423694201]
[1982,12,28,5,0,0.78,3.9000000000000004,0,0,0,2.4378560676532768,30.457876491347477]
[1982,12,29,7.9,2,0.78,6.1620000000000008,0,1.7,0,2.4378560676532768,28.433732559000759]
[1982,12,30,5.5,3.6,0.78,4.29,0,3.06,0,2.4378560676532768,29.641588626654034]
[1982,12,31,4.2,0.8,0.78,3.2760000000000002,0,0.68,0,2.4378560676532768,29.483444694307313]
[1983,1,1,4,10.199999999999999,0.78,3.12,0,8.67,0,2.4378560676532768,37.471300761960592]
[1983,1,2,2.1,12.2,0.78,1.6380000000000001,0,10.37,0,2.4378560676532768,48.64115682961387]
[1983,1,3,5.2,20.399999999999999,0.78,4.056,3.6411568296138697,17.34,0,2.4378560676532768,60.72185606765327]
[1983,1,4,2.2000000000000002,2.4,0.78,1.7160000000000002,5,2.04,0,2.4378560676532768,58.48371213530654]
[1983,1,5,6.2,0,0.78,4.8360000000000003,5,0,0,2.4378560676532768,51.08556820295982]
[1983,1,6,5.0999999999999996,0,0.78,3.9779999999999998,5,0,0,2.4378560676532768,44.545424270613097]
[1983,1,7,5.9,0,0.78,4.6020000000000003,0,0,0,2.4378560676532768,42.381280338266379]
[1983,1,8,6.4,0,0.78,4.9920000000000009,0,0,0,2.4378560676532768,39.82713640591966]
[1983,1,9,7.8,0,0.78,6.0839999999999996,0,0,0,2.4378560676532768,36.180992473572942]
[1983,1,10,8.1,1.3,0.78,6.3179999999999996,0,1.105,0,2.4378560676532768,33.40584854122622]
[1983,1,11,3.7,4.8,0.78,2.8860000000000001,0,4.08,0,2.4378560676532768,37.037704608879494]
[1983,1,12,9.4,13.6,0.78,7.3320000000000007,0,11.559999999999999,0,2.4378560676532768,43.703560676532774]
[1983,1,13,1.8,3.8,0.78,1.4040000000000001,0,3.23,0,2.4378560676532768,47.967416744186046]
[1983,1,14,3.8,0,0.78,2.964,2.9674167441860462,0,0,2.4378560676532768,44.47385606765328]
[1983,1,15,6,0,0.78,4.68,0,0,0,2.4378560676532768,42.231712135306559]
[1983,1,16,6.8,0,0.78,5.3040000000000003,0,0,0,2.4378560676532768,39.365568202959835]
[1983,1,17,8.3000000000000007,0,0.78,6.4740000000000011,0,0,0,2.4378560676532768,35.32942427061311]
[1983,1,18,6.2,0,0.78,4.8360000000000003,0,0,0,2.4378560676532768,32.93128033826639]
[1983,1,19,7.2,0.4,0.78,5.6160000000000005,0,0.34,0,2.4378560676532768,30.093136405919672]
[1983,1,20,7.1,1.6,0.78,5.5380000000000003,0,1.36,0,2.4378560676532768,28.35299247357295]
[1983,1,21,5.7,0,0.78,4.4460000000000006,0,0,0,2.4378560676532768,26.344848541226224]
[1983,1,22,6.2,0,0.78,4.8360000000000003,0,0,0,2.4378560676532768,23.9467046088795]
[1983,1,23,6.4,0,0.78,4.9920000000000009,0,0,0,2.4378560676532768,21.392560676532778]
[1983,1,24,6.4,0,0.78,4.9920000000000009,0,0,0,2.4378560676532768,18.838416744186052]
[1983,1,25,6.8,0,0.78,5.3040000000000003,0,0,0,2.4378560676532768,15.972272811839327]
[1983,1,26,6,0,0.78,4.68,0,0,0,2.4378560676532768,13.730128879492604]
[1983,1,27,6.4,0,0.78,4.9920000000000009,0,0,0,2.4378560676532768,11.175984947145881]
[1983,1,28,5.6,0.6,0.78,4.3392624221451737,0,0.51,0,2.4378560676532768,9.7845785926539843]
[1983,1,29,5.8,1.8,0.78,3.9347052047259221,0,1.53,0,2.4378560676532768,9.8177294555813379]
[1983,1,30,6.6,0,0.78,4.4925929988740201,0,0,0,2.4378560676532768,7.7629925243605946]
[1983,1,31,6,0,0.78,3.2294048901340076,0,0,0,2.4378560676532768,6.9714437018798634]
[1983,2,1,6.5,0,0.78,3.1417972949805253,0,0,0,2.4378560676532768,6.2675024745526144]
[1983,2,2,5.8,0,0.78,2.5203716617667578,0,0,0,2.4378560676532768,6.1849868804391335]
[1983,2,3,6.3,0,0.78,2.7016022693758135,0,0,0,2.4378560676532768,5.9212406787165968]
[1983,2,4,6.6,0,0.78,2.7095597345807145,0,0,0,2.4378560676532768,5.6495370117891586]
[1983,2,5,7.5,0,0.78,2.937759246130363,0,0,0,2.4378560676532768,5.1496338333120724]
[1983,2,6,6.6,1,0.78,2.3564724421236041,0,0.85,0,2.4378560676532768,6.081017458841746]
[1983,2,7,6.1,0,0.78,2.5718649839261358,0,0,0,2.4378560676532768,5.947008542568887]
[1983,2,8,7,0,0.78,2.8862814793267666,0,0,0,2.4378560676532768,5.4985831308953959]
[1983,2,9,7.6,0,0.78,2.897386737773147,0,0,0,2.4378560676532768,5.039052460775526]
[1983,2,10,7.1,0,0.78,2.4805575580244326,0,0,0,2.4378560676532768,4.9963509704043698]
[1983,2,11,7.4,0,0.78,2.5634611378821353,0,0,0,2.4378560676532768,4.8707459001755113]
[1983,2,12,7.9,0,0.78,2.6678698877228002,0,0,0,2.4378560676532768,4.6407320801059875]
[1983,2,13,6.6,9,0.78,2.1235989998564997,0,7.6499999999999995,0,2.4378560676532768,12.604989147902764]
[1983,2,14,6,0.2,0.78,4.68,0,0.17,0,2.4378560676532768,10.532845215556041]
[1983,2,15,5.3,0.9,0.78,3.870469521876327,0,0.76500000000000001,0,2.4378560676532768,9.865231761332991]
[1983,2,16,7.3,0,{"$f":"INDEX($Q$27:$T$27,CEILING((1+MOD(B998,12))/3,1))","v":0.78},4.9931226354693372,0,0,0,2.4378560676532768,7.3099651935169305]
[1983,2,17,6.8,0,0.78,3.4464049232367824,0,{"$f":"MIN($B$21*E999,$B$26-L998+G999+H999)","v":0},0,2.4378560676532768,{"$f":"MAX(0,L998+I999+K999-G999-H999)","v":6.3014163379334249}]
[1983,2,18,8,0,0.78,{"$f":"IF(2*( L999/$C$26)  <0.5,D1000*F1000*      4         *(L999/$C$26),D1000*F1000)","v":3.4951855954404065},{"$f":"MIN($B$22, MAX(0, L999-$C$26))","v":0},0,{"$f":"MAX(0,L999+I1000+$B$28-$B$26-H1000-G1000)","v":0},{"$f":"$B$28","v":2.4378560676532768},5.2440868101462952]
[1983,2,19,4.4000000000000004,0,0.78,1.5997960828819633,0,0,0,2.4378560676532768,6.0821467949176089]
[1983,2,20,6,11.6,0.78,2.5301730666857254,0,9.86,0,2.4378560676532768,15.849829795885158]
[1983,2,21,3.8,33.9,0.78,2.964,0,28.814999999999998,0,2.4378560676532768,44.138685863538434]
[1983,2,22,2.6,1.6,0.78,2.028,0,1.36,0,2.4378560676532768,45.908541931191714]
[1983,2,23,5.2,1.8,0.78,4.056,0.90854193119171356,1.53,0,2.4378560676532768,44.911856067653282]
[1983,2,24,3.8,8,0.78,2.964,0,6.8,0,2.4378560676532768,51.185712135306559]
[1983,2,25,4.2,16,0.78,3.2760000000000002,5,13.6,0,2.4378560676532768,58.947568202959822]
[1983,2,26,4.8,27.8,0.78,3.7439999999999998,5,23.63,0,2.4378560676532768,76.271424270613096]
[1983,2,27,3.9,0.1,0.78,3.0419999999999998,5,8.5000000000000006E-2,0,2.4378560676532768,70.75228033826636]
[1983,2,28,3.4,10.4,0.78,2.6520000000000001,5,8.84,0,2.4378560676532768,74.378136405919633]
[1983,3,1,4.2,0.8,0.75,3.1500000000000004,5,0.68,0,2.4378560676532768,69.345992473572906]
[1983,3,2,5.6,0.4,0.75,4.1999999999999993,5,0.34,0,2.4378560676532768,62.923848541226178]
[1983,3,3,5,0.6,0.75,3.75,5,0.51,0,2.4378560676532768,57.121704608879455]
[1983,3,4,5.4,0,0.75,4.0500000000000007,5,0,0,2.4378560676532768,50.509560676532729]
[1983,3,5,4.8,2.2000000000000002,0.75,3.5999999999999996,5,1.87,0,2.4378560676532768,46.217416744186004]
[1983,3,6,4.4000000000000004,0,0.75,3.3000000000000003,1.2174167441860035,0,0,2.4378560676532768,44.137856067653281]
[1983,3,7,4.8,0,0.75,3.5999999999999996,0,0,0,2.4378560676532768,42.975712135306559]
[1983,3,8,4.2,0,0.75,3.1500000000000004,0,0,0,2.4378560676532768,42.263568202959839]
[1983,3,9,5.9,0,0.75,4.4250000000000007,0,0,0,2.4378560676532768,40.27642427061312]
[1983,3,10,6,0,0.75,4.5,0,0,0,2.4378560676532768,38.214280338266398]
[1983,3,11,2.4,2.4,0.75,1.7999999999999998,0,2.04,0,2.4378560676532768,40.892136405919679]
[1983,3,12,5.4,0,0.75,4.0500000000000007,0,0,0,2.4378560676532768,39.27999247357296]
[1983,3,13,5.3,0,0.75,3.9749999999999996,0,0,0,2.4378560676532768,37.742848541226238]
[1983,3,14,5.4,0.1,0.75,4.0500000000000007,0,8.5000000000000006E-2,0,2.4378560676532768,36.21570460887952]
[1983,3,15,4.8,0.1,0.75,3.5999999999999996,0,8.5000000000000006E-2,0,2.4378560676532768,35.138560676532798]
[1983,3,16,4.9000000000000004,0,0.75,3.6750000000000003,0,0,0,2.4378560676532768,33.901416744186079]
[1983,3,17,4.4000000000000004,12.2,0.75,3.3000000000000003,0,10.37,0,2.4378560676532768,43.409272811839358]
[1983,3,18,2.6,10,0.75,1.9500000000000002,0,8.5,0,2.4378560676532768,52.397128879492634]
[1983,3,19,5,22.8,0.75,3.75,5,19.38,0,2.4378560676532768,65.464984947145908]
[1983,3,20,3.1,0.9,0.75,2.3250000000000002,5,0.76500000000000001,0,2.4378560676532768,61.342841014799177]
[1983,3,21,21.4,57.6,0.75,16.049999999999997,5,48.96,0,2.4378560676532768,91.690697082452459]
[1983,3,22,5.6,0,0.75,4.1999999999999993,5,0,0,2.4378560676532768,84.928553150105728]
[1983,3,23,3.8,0,0.75,2.8499999999999996,5,0,0,2.4378560676532768,79.516409217759005]
[1983,3,24,7.3,0,0.75,5.4749999999999996,5,0,0,2.4378560676532768,71.479265285412282]
[1983,3,25,5.5,0,0.75,4.125,5,0,0,2.4378560676532768,64.792121353065554]
[1983,3,26,3.2,0,0.75,2.4000000000000004,5,0,0,2.4378560676532768,59.829977420718819]
[1983,3,27,2.5,0,0.75,1.875,5,0,0,2.4378560676532768,55.392833488372098]
[1983,3,28,4.5999999999999996,5.6,0.75,3.4499999999999997,5,4.76,0,2.4378560676532768,54.140689556025372]
[1983,3,29,2.9,0.2,0.75,2.1749999999999998,5,0.17,0,2.4378560676532768,49.573545623678655]
[1983,3,30,3.5,2,0.75,2.625,4.5735456236786547,1.7,0,2.4378560676532768,46.512856067653281]
[1983,3,31,4.9000000000000004,0.2,0.75,3.6750000000000003,1.5128560676532814,0.17,0,2.4378560676532768,43.932856067653283]
[1983,4,1,4.7,0,0.75,3.5250000000000004,0,0,0,2.4378560676532768,42.845712135306563]
[1983,4,2,4.2,0,0.75,3.1500000000000004,0,0,0,2.4378560676532768,42.133568202959843]
[1983,4,3,4.3,0,0.75,3.2249999999999996,0,0,0,2.4378560676532768,41.34642427061312]
[1983,4,4,4,4.2,0.75,3,0,3.57,0,2.4378560676532768,44.354280338266399]
[1983,4,5,2.8,3.4,0.75,2.0999999999999996,0,2.8899999999999997,0,2.4378560676532768,47.582136405919677]
[1983,4,6,7.2,0,0.75,5.4,2.5821364059196767,0,0,2.4378560676532768,42.03785606765328]
[1983,4,7,5.2,0,0.75,3.9000000000000004,0,0,0,2.4378560676532768,40.57571213530656]
[1983,4,8,3.3,0,0.75,2.4749999999999996,0,0,0,2.4378560676532768,40.538568202959837]
[1983,4,9,4,0,0.75,3,0,0,0,2.4378560676532768,39.976424270613116]
[1983,4,10,2.9,0.1,0.75,2.1749999999999998,0,8.5000000000000006E-2,0,2.4378560676532768,40.324280338266398]
[1983,4,11,4.2,0.2,0.75,3.1500000000000004,0,0.17,0,2.4378560676532768,39.78213640591968]
[1983,4,12,2.8,0,0.75,2.0999999999999996,0,0,0,2.4378560676532768,40.119992473572957]
[1983,4,13,3.4,1.6,0.75,2.5499999999999998,0,1.36,0,2.4378560676532768,41.367848541226238]
[1983,4,14,4.5999999999999996,5.4,0.75,3.4499999999999997,0,4.59,0,2.4378560676532768,44.945704608879517]
[1983,4,15,4,0,0.75,3,0,0,0,2.4378560676532768,44.383560676532795]
[1983,4,16,3.9,0.3,0.75,2.9249999999999998,0,0.255,0,2.4378560676532768,44.151416744186079]
[1983,4,17,2.9,0,0.75,2.1749999999999998,0,0,0,2.4378560676532768,44.414272811839361]
[1983,4,18,4.0999999999999996,6.4,0.75,3.0749999999999997,0,5.44,0,2.4378560676532768,49.217128879492634]
[1983,4,19,3.8,0,0.75,2.8499999999999996,4.217128879492634,0,0,2.4378560676532768,44.587856067653277]
[1983,4,20,3.7,1.6,0.75,2.7750000000000004,0,1.36,0,2.4378560676532768,45.610712135306557]
[1983,4,21,3,0.4,{"$f":"INDEX($Q$27:$T$27,CEILING((1+MOD(B1062,12))/3,1))","v":0.75},2.25,0.61071213530655655,0.34,0,2.4378560676532768,45.527856067653282]
[1983,4,22,2.5,0.2,0.75,1.875,0.52785606765328197,{"$f":"MIN($B$21*E1063,$B$26-L1062+G1063+H1063)","v":0.17},0,2.4378560676532768,{"$f":"MAX(0,L1062+I1063+K1063-G1063-H1063)","v":45.73285606765328}]
[1983,4,23,2.7,0,0.75,{"$f":"IF(2*( L1063/$C$26)  <0.5,D1064*F1064*      4         *(L1063/$C$26),D1064*F1064)","v":2.0250000000000004},{"$f":"MIN($B$22, MAX(0, L1063-$C$26))","v":0.73285606765328026},0,{"$f":"MAX(0,L1063+I1064+$B$28-$B$26-H1064-G1064)","v":0},{"$f":"$B$28","v":2.4378560676532768},45.41285606765328]
[1983,4,24,1.1000000000000001,1.1000000000000001,0.75,0.82500000000000007,0.41285606765327998,0.93500000000000005,0,2.4378560676532768,47.547856067653278]
[1983,4,25,1.1000000000000001,1.3,0.75,0.82500000000000007,2.547856067653278,1.105,0,2.4378560676532768,47.717856067653273]
[1983,4,26,1.7,2.2000000000000002,0.75,1.2749999999999999,2.7178560676532726,1.87,0,2.4378560676532768,48.032856067653277]
[1983,4,27,1.6,0.2,0.75,1.2000000000000002,3.0328560676532774,0.17,0,2.4378560676532768,46.407856067653277]
[1983,4,28,2,39,0.75,1.5,1.4078560676532774,33.15,0,2.4378560676532768,79.087856067653263]
[1983,4,29,2.7,34.4,0.75,2.0250000000000004,5,29.24,0,2.4378560676532768,103.74071213530652]
[1983,4,30,1.6,1.2,0.75,1.2000000000000002,5,1.02,0,2.4378560676532768,100.99856820295979]
[1983,5,1,0.3,12,0.75,0.22499999999999998,5,10.199999999999999,0,2.4378560676532768,108.41142427061307]
[1983,5,2,10.5,62.8,0.75,7.875,5,15.463575729386932,2.4378560676532715,2.4378560676532768,113.43785606765327]
[1983,5,3,4.4000000000000004,41.2,0.75,3.3000000000000003,5,5.8621439323467293,2.4378560676532683,2.4378560676532768,113.43785606765327]
[1983,5,4,2,0,0.75,1.5,5,0,0,2.4378560676532768,109.37571213530654]
[1983,5,5,4.4000000000000004,0,0.75,3.3000000000000003,5,0,0,2.4378560676532768,103.51356820295982]
[1983,5,6,3.8,0,0.75,2.8499999999999996,5,0,0,2.4378560676532768,98.101424270613094]
[1983,5,7,2.7,0.1,0.75,2.0250000000000004,5,8.5000000000000006E-2,0,2.4378560676532768,93.599280338266354]
[1983,5,8,2.2000000000000002,0,0.75,1.6500000000000001,5,0,0,2.4378560676532768,89.38713640591962]
[1983,5,9,2.4,0,0.75,1.7999999999999998,5,0,0,2.4378560676532768,85.024992473572894]
[1983,5,10,3.1,0.1,0.75,2.3250000000000002,5,8.5000000000000006E-2,0,2.4378560676532768,80.222848541226156]
[1983,5,11,2.2000000000000002,0,0.75,1.6500000000000001,5,0,0,2.4378560676532768,76.010704608879422]
[1983,5,12,2.1,1.8,0.75,1.5750000000000002,5,1.53,0,2.4378560676532768,73.403560676532692]
[1983,5,13,2.1,4.3,0.75,1.5750000000000002,5,3.6549999999999998,0,2.4378560676532768,72.921416744185962]
[1983,5,14,1.1000000000000001,1.1000000000000001,0.75,0.82500000000000007,5,0.93500000000000005,0,2.4378560676532768,70.469272811839232]
[1983,5,15,1.6,0.8,0.75,1.2000000000000002,5,0.68,0,2.4378560676532768,67.387128879492508]
[1983,5,16,2.8,0.4,0.75,2.0999999999999996,5,0.34,0,2.4378560676532768,63.064984947145788]
[1983,5,17,5,0,0.75,3.75,5,0,0,2.4378560676532768,56.75284101479906]
[1983,5,18,1.6,10.4,0.75,1.2000000000000002,5,8.84,0,2.4378560676532768,61.830697082452332]
[1983,5,19,2.4,14.6,0.75,1.7999999999999998,5,12.41,0,2.4378560676532768,69.878553150105603]
[1983,5,20,3.4,24.2,0.75,2.5499999999999998,5,20.57,0,2.4378560676532768,85.33640921775887]
[1983,5,21,2.5,32.299999999999997,0.75,1.875,5,27.454999999999998,0,2.4378560676532768,108.35426528541214]
[1983,5,22,1.4,3.4,0.75,1.0499999999999998,5,2.8899999999999997,0,2.4378560676532768,107.63212135306541]
[1983,5,23,3,1.6,0.75,2.25,5,1.36,0,2.4378560676532768,104.17997742071869]
[1983,5,24,2.1,8.1999999999999993,0.75,1.5750000000000002,5,6.9699999999999989,0,2.4378560676532768,107.01283348837195]
[1983,5,25,0.9,3.4,0.75,0.67500000000000004,5,2.8899999999999997,0,2.4378560676532768,106.66568955602523]
[1983,5,26,1.4,0.2,0.75,1.0499999999999998,5,0.17,0,2.4378560676532768,103.2235456236785]
[1983,5,27,1.2,0.4,0.75,0.89999999999999991,5,0.34,0,2.4378560676532768,100.10140169133177]
[1983,5,28,2.8,40.4,0.75,2.0999999999999996,5,17.998598308668228,2.4378560676532661,2.4378560676532768,113.43785606765327]
[1983,5,29,3.8,0,0.75,2.8499999999999996,5,0,0,2.4378560676532768,108.02571213530655]
[1983,5,30,3.6,0,0.75,2.7,5,0,0,2.4378560676532768,102.76356820295982]
[1983,5,31,3.5,0,0.75,2.625,5,0,0,2.4378560676532768,97.576424270613089]
[1983,6,1,2.9,0,0.66,1.9139999999999999,5,0,0,2.4378560676532768,93.100280338266359]
[1983,6,2,2,0,0.66,1.32,5,0,0,2.4378560676532768,89.218136405919637]
[1983,6,3,3,12.6,0.66,1.98,5,10.709999999999999,0,2.4378560676532768,95.385992473572898]
[1983,6,4,4.8,24.3,0.66,3.1680000000000001,5,20.655000000000001,0,2.4378560676532768,110.31084854122616]
[1983,6,5,3.6,7.2,0.66,2.3760000000000003,5,6.12,0.49270460887944001,2.4378560676532768,111.49270460887944]
[1983,6,6,2.4,25.6,0.66,1.5840000000000001,5,6.0912953911205641,2.4378560676532746,2.4378560676532768,113.43785606765327]
[1983,6,7,1.3,6.5,0.66,0.8580000000000001,5,3.4201439323467286,2.4378560676532754,2.4378560676532768,113.43785606765327]
[1983,6,8,0.8,0.8,0.66,0.52800000000000002,5,0.68,2.7712135306549701E-2,2.4378560676532768,111.02771213530654]
[1983,6,9,3.2,0,0.66,2.1120000000000001,5,0,0,2.4378560676532768,106.35356820295982]
[1983,6,10,2.4,0,0.66,1.5840000000000001,5,0,0,2.4378560676532768,102.20742427061309]
[1983,6,11,2.8,0,0.66,1.8479999999999999,5,0,0,2.4378560676532768,97.797280338266361]
[1983,6,12,2.7,0,0.66,1.7820000000000003,5,0,0,2.4378560676532768,93.453136405919636]
[1983,6,13,1.9,0,0.66,1.254,5,0,0,2.4378560676532768,89.636992473572903]
[1983,6,14,2.7,0,0.66,1.7820000000000003,5,0,0,2.4378560676532768,85.292848541226178]
[1983,6,15,2,0,0.66,1.32,5,0,0,2.4378560676532768,81.410704608879456]
[1983,6,16,1.6,0.8,0.66,1.056,5,0.68,0,2.4378560676532768,78.472560676532737]
[1983,6,17,3.2,33.4,0.66,2.1120000000000001,5,28.389999999999997,0,2.4378560676532768,102.18841674418601]
[1983,6,18,1.9,23.1,0.66,1.254,5,15.065583255813985,2.4378560676532763,2.4378560676532768,113.43785606765327]
[1983,6,19,1.2,8.1999999999999993,0.66,0.79200000000000004,5,3.3541439323467284,2.4378560676532732,2.4378560676532768,113.43785606765327]
[1983,6,20,3.9,48.4,0.66,2.5739999999999998,5,5.1361439323467284,2.4378560676532697,2.4378560676532768,113.43785606765327]
[1983,6,21,2.5,16.100000000000001,0.66,1.6500000000000001,5,4.2121439323467289,2.4378560676532768,2.4378560676532768,113.43785606765327]
[1983,6,22,1.6,39.4,0.66,1.056,5,3.6181439323467286,2.4378560676532688,2.4378560676532768,113.43785606765327]
[1983,6,23,40.1,88.4,0.66,26.466000000000001,5,29.02814393234673,2.4378560676532928,2.4378560676532768,113.43785606765329]
[1983,6,24,1.9,10.199999999999999,{"$f":"INDEX($Q$27:$T$27,CEILING((1+MOD(B1126,12))/3,1))","v":0.66},1.254,5,3.8161439323467143,2.4378560676532763,2.4378560676532768,113.43785606765327]
[1983,6,25,1.4,0.2,0.66,0.92399999999999993,5,{"$f":"MIN($B$21*E1127,$B$26-L1126+G1127+H1127)","v":0.17},0,2.4378560676532768,{"$f":"MAX(0,L1126+I1127+K1127-G1127-H1127)","v":110.12171213530654}]
[1983,6,26,0.9,0.6,0.66,{"$f":"IF(2*( L1127/$C$26)  <0.5,D1128*F1128*      4         *(L1127/$C$26),D1128*F1128)","v":0.59400000000000008},{"$f":"MIN($B$22, MAX(0, L1127-$C$26))","v":5},0.51,{"$f":"MAX(0,L1127+I1128+$B$28-$B$26-H1128-G1128)","v":0},{"$f":"$B$28","v":2.4378560676532768},107.47556820295982]
[1983,6,27,2.2999999999999998,0,0.66,1.518,5,0,0,2.4378560676532768,103.39542427061309]
[1983,6,28,2,0,0.66,1.32,5,0,0,2.4378560676532768,99.51328033826637]
[1983,6,29,3.8,0,0.66,2.508,5,0,0,2.4378560676532768,94.443136405919645]
[1983,6,30,3.5,0,0.66,2.31,5,0,0,2.4378560676532768,89.570992473572915]
[1983,7,1,4,0,0.66,2.64,5,0,0,2.4378560676532768,84.368848541226185]
[1983,7,2,4.8,0,0.66,3.1680000000000001,5,0,0,2.4378560676532768,78.638704608879451]
[1983,7,3,4.4000000000000004,0,0.66,2.9040000000000004,5,0,0,2.4378560676532768,73.172560676532726]
[1983,7,4,2.2999999999999998,1.2,0.66,1.518,5,1.02,0,2.4378560676532768,70.112416744185992]
[1983,7,5,1.7,4.8,0.66,1.1220000000000001,5,4.08,0,2.4378560676532768,70.508272811839262]
[1983,7,6,3.3,33.4,0.66,2.1779999999999999,5,28.389999999999997,0,2.4378560676532768,94.158128879492537]
[1983,7,7,1.7,12.8,0.66,1.1220000000000001,5,10.88,0,2.4378560676532768,101.3539849471458]
[1983,7,8,3,0,0.66,1.98,5,0,0,2.4378560676532768,96.811841014799072]
[1983,7,9,2.6,0,0.66,1.7160000000000002,5,0,0,2.4378560676532768,92.533697082452349]
[1983,7,10,3,0,0.66,1.98,5,0,0,2.4378560676532768,87.991553150105617]
[1983,7,11,1.6,0,0.66,1.056,5,0,0,2.4378560676532768,84.373409217758891]
[1983,7,12,2.2000000000000002,0,0.66,1.4520000000000002,5,0,0,2.4378560676532768,80.359265285412164]
[1983,7,13,2.7,1,0.66,1.7820000000000003,5,0.85,0,2.4378560676532768,76.865121353065433]
[1983,7,14,2.8,0,0.66,1.8479999999999999,5,0,0,2.4378560676532768,72.454977420718706]
[1983,7,15,1.7,3,0.66,1.1220000000000001,5,2.5499999999999998,0,2.4378560676532768,71.320833488371974]
[1983,7,16,0.7,5.8,0.66,0.46199999999999997,5,4.93,0,2.4378560676532768,73.226689556025235]
[1983,7,17,2.2999999999999998,8.8000000000000007,0.66,1.518,5,7.48,0,2.4378560676532768,76.62654562367851]
[1983,7,18,1.6,3.4,0.66,1.056,5,2.8899999999999997,0,2.4378560676532768,75.898401691331784]
[1983,7,19,1.6,19,0.66,1.056,5,16.149999999999999,0,2.4378560676532768,88.43025775898505]
[1983,7,20,1.8,0.4,0.66,1.1880000000000002,5,0.34,0,2.4378560676532768,85.020113826638323]
[1983,7,21,3.1,0.3,0.66,2.0460000000000003,5,0.255,0,2.4378560676532768,80.666969894291583]
[1983,7,22,3.1,0,0.66,2.0460000000000003,5,0,0,2.4378560676532768,76.058825961944848]
[1983,7,23,2.1,0,0.66,1.3860000000000001,5,0,0,2.4378560676532768,72.110682029598124]
[1983,7,24,4.0999999999999996,1.2,0.66,2.706,5,1.02,0,2.4378560676532768,67.862538097251388]
[1983,7,25,1.2,3.8,0.66,0.79200000000000004,5,3.23,0,2.4378560676532768,67.738394164904662]
[1983,7,26,2.2000000000000002,2.6,0.66,1.4520000000000002,5,2.21,0,2.4378560676532768,65.934250232557929]
[1983,7,27,1.6,5.6,0.66,1.056,5,4.76,0,2.4378560676532768,67.076106300211208]
[1983,7,28,1.8,1,0.66,1.1880000000000002,5,0.85,0,2.4378560676532768,64.175962367864472]
[1983,7,29,4,16.600000000000001,0.66,2.64,5,14.110000000000001,0,2.4378560676532768,73.083818435517742]
[1983,7,30,1.2,5.2,0.66,0.79200000000000004,5,4.42,0,2.4378560676532768,74.149674503171013]
[1983,7,31,2.4,0,0.66,1.5840000000000001,5,0,0,2.4378560676532768,70.003530570824282]
[1983,8,1,3.2,0,0.66,2.1120000000000001,5,0,0,2.4378560676532768,65.329386638477558]
[1983,8,2,3.6,5.6,0.66,2.3760000000000003,5,4.76,0,2.4378560676532768,65.15124270613083]
[1983,8,3,2.8,0,0.66,1.8479999999999999,5,0,0,2.4378560676532768,60.741098773784103]
[1983,8,4,3.8,0.2,0.66,2.508,5,0.17,0,2.4378560676532768,55.84095484143738]
[1983,8,5,2,10,0.66,1.32,5,8.5,0,2.4378560676532768,60.458810909090658]
[1983,8,6,1.9,5.2,0.66,1.254,5,4.42,0,2.4378560676532768,61.062666976743927]
[1983,8,7,2.2999999999999998,0,0.66,1.518,5,0,0,2.4378560676532768,56.982523044397205]
[1983,8,8,2.8,0,0.66,1.8479999999999999,5,0,0,2.4378560676532768,52.572379112050484]
[1983,8,9,2.7,0,0.66,1.7820000000000003,5,0,0,2.4378560676532768,48.228235179703759]
[1983,8,10,4,0,0.66,2.64,3.2282351797037592,0,0,2.4378560676532768,44.797856067653278]
[1983,8,11,2.5,0,0.66,1.6500000000000001,0,0,0,2.4378560676532768,45.585712135306558]
[1983,8,12,2.2000000000000002,0,0.66,1.4520000000000002,0.58571213530655797,0,0,2.4378560676532768,45.98585606765328]
[1983,8,13,5,30.6,0.66,3.3000000000000003,0.98585606765328038,26.01,0,2.4378560676532768,70.147856067653265]
[1983,8,14,3.9,21.2,0.66,2.5739999999999998,5,18.02,0,2.4378560676532768,83.031712135306535]
[1983,8,15,2.4,7.6,0.66,1.5840000000000001,5,6.46,0,2.4378560676532768,85.345568202959797]
[1983,8,16,1,9.4,0.66,0.66,5,7.99,0,2.4378560676532768,90.113424270613066]
[1983,8,17,2,14,0.66,1.32,5,11.9,0,2.4378560676532768,98.13128033826635]
[1983,8,18,2.2000000000000002,11.2,0.66,1.4520000000000002,5,9.52,0,2.4378560676532768,103.63713640591962]
[1983,8,19,3.5,0,0.66,2.31,5,0,0,2.4378560676532768,98.764992473572889]
[1983,8,20,4.5999999999999996,0,0.66,3.036,5,0,0,2.4378560676532768,93.166848541226159]
[1983,8,21,2.9,0,0.66,1.9139999999999999,5,0,0,2.4378560676532768,88.690704608879429]
[1983,8,22,2,0,0.66,1.32,5,0,0,2.4378560676532768,84.808560676532707]
[1983,8,23,2.2999999999999998,0,0.66,1.518,5,0,0,2.4378560676532768,80.728416744185978]
[1983,8,24,1.9,0,0.66,1.254,5,0,0,2.4378560676532768,76.912272811839244]
[1983,8,25,1.6,1.6,0.66,1.056,5,1.36,0,2.4378560676532768,74.654128879492518]
[1983,8,26,2.8,5.6,0.66,1.8479999999999999,5,4.76,0,2.4378560676532768,75.003984947145796]
[1983,8,27,2.7,17.2,{"$f":"INDEX($Q$27:$T$27,CEILING((1+MOD(B1190,12))/3,1))","v":0.66},1.7820000000000003,5,14.62,0,2.4378560676532768,85.279841014799075]
[1983,8,28,4.7,0,0.66,3.1020000000000003,5,{"$f":"MIN($B$21*E1191,$B$26-L1190+G1191+H1191)","v":0},0,2.4378560676532768,{"$f":"MAX(0,L1190+I1191+K1191-G1191-H1191)","v":79.615697082452343}]
[1983,8,29,3.5,0,0.66,{"$f":"IF(2*( L1191/$C$26)  <0.5,D1192*F1192*      4         *(L1191/$C$26),D1192*F1192)","v":2.31},{"$f":"MIN($B$22, MAX(0, L1191-$C$26))","v":5},0,{"$f":"MAX(0,L1191+I1192+$B$28-$B$26-H1192-G1192)","v":0},{"$f":"$B$28","v":2.4378560676532768},74.743553150105612]
[1983,8,30,3.4,0,0.66,2.2440000000000002,5,0,0,2.4378560676532768,69.937409217758884]
[1983,8,31,4,0,0.66,2.64,5,0,0,2.4378560676532768,64.735265285412154]
[1983,9,1,4.2,0,0.74,3.1080000000000001,5,0,0,2.4378560676532768,59.065121353065422]
[1983,9,2,3,0,0.74,2.2199999999999998,5,0,0,2.4378560676532768,54.282977420718701]
[1983,9,3,5.2,0,0.74,3.8479999999999999,5,0,0,2.4378560676532768,47.872833488371981]
[1983,9,4,4.0999999999999996,4.4000000000000004,0.74,3.0339999999999998,2.872833488371981,3.74,0,2.4378560676532768,48.143856067653282]
[1983,9,5,2.7,0.1,0.74,1.998,3.1438560676532816,8.5000000000000006E-2,0,2.4378560676532768,45.524856067653282]
[1983,9,6,3.1,7.3,0.74,2.294,0.52485606765328185,6.2050000000000001,0,2.4378560676532768,51.34885606765328]
[1983,9,7,2.7,0.1,0.74,1.998,5,8.5000000000000006E-2,0,2.4378560676532768,46.873712135306562]
[1983,9,8,7,21.8,0.74,5.18,1.8737121353065618,18.53,0,2.4378560676532768,60.787856067653273]
[1983,9,9,6,6.6,0.74,4.4399999999999995,5,5.6099999999999994,0,2.4378560676532768,59.395712135306539]
[1983,9,10,6.9,0,0.74,5.1059999999999999,5,0,0,2.4378560676532768,51.727568202959816]
[1983,9,11,4.7,0,0.74,3.4780000000000002,5,0,0,2.4378560676532768,45.687424270613093]
[1983,9,12,5.8,0,0.74,4.2919999999999998,0.68742427061309286,0,0,2.4378560676532768,43.145856067653277]
[1983,9,13,6.8,0,0.74,5.032,0,0,0,2.4378560676532768,40.551712135306559]
[1983,9,14,5.0999999999999996,0,0.74,3.7739999999999996,0,0,0,2.4378560676532768,39.215568202959837]
[1983,9,15,7.9,5.3,0.74,5.8460000000000001,0,4.5049999999999999,0,2.4378560676532768,40.312424270613121]
[1983,9,16,24.4,64.2,0.74,18.055999999999997,0,54.57,0,2.4378560676532768,79.264280338266389]
[1983,9,17,2.8,44.4,0.74,2.0720000000000001,5,37.739999999999995,1.3701364059196548,2.4378560676532768,112.37013640591965]
[1983,9,18,2.8,0,0.74,2.0720000000000001,5,0,0,2.4378560676532768,107.73599247357292]
[1983,9,19,4.4000000000000004,0,0.74,3.2560000000000002,5,0,0,2.4378560676532768,101.91784854122619]
[1983,9,20,5,0,0.74,3.7,5,0,0,2.4378560676532768,95.655704608879461]
[1983,9,21,7.6,0,0.74,5.6239999999999997,5,0,0,2.4378560676532768,87.469560676532737]
[1983,9,22,5,0,0.74,3.7,5,0,0,2.4378560676532768,81.207416744186006]
[1983,9,23,4.9000000000000004,0,0.74,3.6260000000000003,5,0,0,2.4378560676532768,75.019272811839272]
[1983,9,24,5.2,0,0.74,3.8479999999999999,5,0,0,2.4378560676532768,68.609128879492545]
[1983,9,25,8.6999999999999993,0,0.74,6.4379999999999997,5,0,0,2.4378560676532768,59.608984947145814]
[1983,9,26,4,7.2,0.74,2.96,5,6.12,0,2.4378560676532768,60.206841014799096]
[1983,9,27,3.4,0,0.74,2.516,5,0,0,2.4378560676532768,55.128697082452376]
[1983,9,28,4.4000000000000004,0,0.74,3.2560000000000002,5,0,0,2.4378560676532768,49.310553150105655]
[1983,9,29,5.8,0,0.74,4.2919999999999998,4.3105531501056547,0,0,2.4378560676532768,43.145856067653277]
[1983,9,30,5.8,0,0.74,4.2919999999999998,0,0,0,2.4378560676532768,41.291712135306554]
[1983,10,1,5,0,0.74,3.7,0,0,0,2.4378560676532768,40.02956820295983]
[1983,10,2,3.8,0,0.74,2.8119999999999998,0,0,0,2.4378560676532768,39.655424270613111]
[1983,10,3,5.7,0,0.74,4.218,0,0,0,2.4378560676532768,37.875280338266393]
[1983,10,4,3.2,0,0.74,2.3679999999999999,0,0,0,2.4378560676532768,37.945136405919669]
[1983,10,5,7,0.1,0.74,5.18,0,8.5000000000000006E-2,0,2.4378560676532768,35.287992473572949]
[1983,10,6,17.899999999999999,60.9,0.74,13.245999999999999,0,51.765000000000001,0,2.4378560676532768,76.244848541226219]
[1983,10,7,4,0,0.74,2.96,5,0,0,2.4378560676532768,70.722704608879496]
[1983,10,8,3.6,0,0.74,2.6640000000000001,5,0,0,2.4378560676532768,65.496560676532766]
[1983,10,9,4.5999999999999996,0,0.74,3.4039999999999999,5,0,0,2.4378560676532768,59.530416744186041]
[1983,10,10,5.3,0.3,0.74,3.9219999999999997,5,0.255,0,2.4378560676532768,53.301272811839326]
[1983,10,11,0.9,5.0999999999999996,0.74,0.66600000000000004,5,4.335,0,2.4378560676532768,54.408128879492608]
[1983,10,12,2,0.4,0.74,1.48,5,0.34,0,2.4378560676532768,50.705984947145893]
[1983,10,13,3.8,3.2,0.74,2.8119999999999998,5,2.72,0,2.4378560676532768,48.051841014799173]
[1983,10,14,0.7,2,0.74,0.51800000000000002,3.051841014799173,1.7,0,2.4378560676532768,48.619856067653281]
[1983,10,15,4.8,1,0.74,3.552,3.6198560676532807,0.85,0,2.4378560676532768,44.73585606765328]
[1983,10,16,3.6,10.7,0.74,2.6640000000000001,0,9.0949999999999989,0,2.4378560676532768,53.604712135306556]
[1983,10,17,4.5,0.3,0.74,3.33,5,0.255,0,2.4378560676532768,47.967568202959839]
[1983,10,18,4.8,0,0.74,3.552,2.9675682029598391,0,0,2.4378560676532768,43.885856067653279]
[1983,10,19,5.4,2.1,0.74,3.996,0,1.7849999999999999,0,2.4378560676532768,44.112712135306552]
[1983,10,20,1.6,0.4,0.74,1.1839999999999999,0,0.34,0,2.4378560676532768,45.706568202959836]
[1983,10,21,8.9,0,0.74,6.5860000000000003,0.70656820295983636,0,0,2.4378560676532768,40.85185606765328]
[1983,10,22,4.5,5.0999999999999996,0.74,3.33,0,4.335,0,2.4378560676532768,44.294712135306561]
[1983,10,23,4.4000000000000004,0,0.74,3.2560000000000002,0,0,0,2.4378560676532768,43.476568202959839]
[1983,10,24,4.2,8.6,0.74,3.1080000000000001,0,7.31,0,2.4378560676532768,50.116424270613123]
[1983,10,25,3.8,34.6,0.74,2.8119999999999998,5,29.41,0,2.4378560676532768,74.152280338266394]
[1983,10,26,3,0,0.74,2.2199999999999998,5,0,0,2.4378560676532768,69.370136405919666]
[1983,10,27,4.8,0,0.74,3.552,5,0,0,2.4378560676532768,63.255992473572931]
[1983,10,28,6.5,0,0.74,4.8099999999999996,5,0,0,2.4378560676532768,55.8838485412262]
[1983,10,29,5.5,0,0.74,4.07,5,0,0,2.4378560676532768,49.251704608879479]
[1983,10,30,6.2,0,{"$f":"INDEX($Q$27:$T$27,CEILING((1+MOD(B1254,12))/3,1))","v":0.74},4.5880000000000001,4.2517046088794785,0,0,2.4378560676532768,42.849856067653278]
[1983,10,31,6,0,0.74,4.4399999999999995,0,{"$f":"MIN($B$21*E1255,$B$26-L1254+G1255+H1255)","v":0},0,2.4378560676532768,{"$f":"MAX(0,L1254+I1255+K1255-G1255-H1255)","v":40.847712135306558}]
[1983,11,1,5.8,0,0.74,{"$f":"IF(2*( L1255/$C$26)  <0.5,D1256*F1256*      4         *(L1255/$C$26),D1256*F1256)","v":4.2919999999999998},{"$f":"MIN($B$22, MAX(0, L1255-$C$26))","v":0},0,{"$f":"MAX(0,L1255+I1256+$B$28-$B$26-H1256-G1256)","v":0},{"$f":"$B$28","v":2.4378560676532768},38.993568202959835]
[1983,11,2,6.3,0,0.74,4.6619999999999999,0,0,0,2.4378560676532768,36.769424270613115]
[1983,11,3,1.8,0.5,0.74,1.3320000000000001,0,0.42499999999999999,0,2.4378560676532768,38.30028033826639]
[1983,11,4,6,15.8,0.74,4.4399999999999995,0,13.43,0,2.4378560676532768,49.72813640591967]
[1983,11,5,4.8,0,0.74,3.552,4.7281364059196704,0,0,2.4378560676532768,43.885856067653279]
[1983,11,6,5.8,0.2,0.74,4.2919999999999998,0,0.17,0,2.4378560676532768,42.201712135306558]
[1983,11,7,5.3,0.1,0.74,3.9219999999999997,0,8.5000000000000006E-2,0,2.4378560676532768,40.80256820295984]
[1983,11,8,6.3,0,0.74,4.6619999999999999,0,0,0,2.4378560676532768,38.57842427061312]
[1983,11,9,5.7,0,0.74,4.218,0,0,0,2.4378560676532768,36.798280338266395]
[1983,11,10,7.6,0,0.74,5.6239999999999997,0,0,0,2.4378560676532768,33.612136405919671]
[1983,11,11,6.6,0,0.74,4.8839999999999995,0,0,0,2.4378560676532768,31.165992473572949]
[1983,11,12,6.2,0,0.74,4.5880000000000001,0,0,0,2.4378560676532768,29.015848541226227]
[1983,11,13,5.7,0,0.74,4.218,0,0,0,2.4378560676532768,27.235704608879505]
[1983,11,14,6.3,0,0.74,4.6619999999999999,0,0,0,2.4378560676532768,25.011560676532781]
[1983,11,15,7.9,0,0.74,5.8460000000000001,0,0,0,2.4378560676532768,21.60341674418606]
[1983,11,16,7.6,28,0.74,5.6239999999999997,0,23.8,0,2.4378560676532768,42.217272811839337]
[1983,11,17,2.5,1.1000000000000001,0.74,1.85,0,0.93500000000000005,0,2.4378560676532768,43.740128879492616]
[1983,11,18,7.7,0,0.74,5.6980000000000004,0,0,0,2.4378560676532768,40.479984947145894]
[1983,11,19,4.8,3.4,0.74,3.552,0,2.8899999999999997,0,2.4378560676532768,42.255841014799174]
[1983,11,20,3.6,1.6,0.74,2.6640000000000001,0,1.36,0,2.4378560676532768,43.38969708245245]
[1983,11,21,4.5,32.6,0.74,3.33,0,27.71,0,2.4378560676532768,70.207553150105724]
[1983,11,22,2.8,35.799999999999997,0.74,2.0720000000000001,5,30.429999999999996,0,2.4378560676532768,96.003409217758986]
[1983,11,23,5.6,0.9,0.74,4.1440000000000001,5,0.76500000000000001,0,2.4378560676532768,90.062265285412252]
[1983,11,24,4,12,0.74,2.96,5,10.199999999999999,0,2.4378560676532768,94.740121353065533]
[1983,11,25,2.6,10.3,0.74,1.9239999999999999,5,8.7550000000000008,0,2.4378560676532768,99.008977420718793]
[1983,11,26,4.5,0.3,0.74,3.33,5,0.255,0,2.4378560676532768,93.371833488372062]
[1983,11,27,4.3,0.1,0.74,3.1819999999999999,5,8.5000000000000006E-2,0,2.4378560676532768,87.712689556025325]
[1983,11,28,2.2000000000000002,2,0.74,1.6280000000000001,5,1.7,0,2.4378560676532768,85.222545623678599]
[1983,11,29,1.4,32.6,0.74,1.036,5,27.71,0,2.4378560676532768,109.33440169133188]
[1983,11,30,26.1,82.8,0.74,19.314,5,25.979598308668123,2.4378560676532786,2.4378560676532768,113.43785606765329]
[1983,12,1,3,14.4,0.78,2.34,5,4.9021439323467142,2.437856067653275,2.4378560676532768,113.43785606765327]
[1983,12,2,4.4000000000000004,0.8,0.78,3.4320000000000004,5,0.68,0,2.4378560676532768,108.12371213530655]
[1983,12,3,1.8,2.6,0.78,1.4040000000000001,5,2.21,0,2.4378560676532768,106.36756820295982]
[1983,12,4,1.8,20,0.78,1.4040000000000001,5,11.036431797040184,2.4378560676532679,2.4378560676532768,113.43785606765327]
[1983,12,5,2.8,18.2,0.78,2.1839999999999997,5,4.7461439323467278,2.4378560676532692,2.4378560676532768,113.43785606765327]
[1983,12,6,3.5,1.6,0.78,2.73,5,1.36,0,2.4378560676532768,109.50571213530654]
[1983,12,7,6.5,0,0.78,5.07,5,0,0,2.4378560676532768,101.8735682029598]
[1983,12,8,6.4,0,0.78,4.9920000000000009,5,0,0,2.4378560676532768,94.319424270613069]
[1983,12,9,6.9,8.1999999999999993,0.78,5.3820000000000006,5,6.9699999999999989,0,2.4378560676532768,93.345280338266335]
[1983,12,10,4.8,4,0.78,3.7439999999999998,5,3.4,0,2.4378560676532768,90.439136405919612]
[1983,12,11,4.2,29.8,0.78,3.2760000000000002,5,25.33,0,2.4378560676532768,109.93099247357289]
[1983,12,12,4.9000000000000004,6.2,0.78,3.8220000000000005,5,5.27,0,2.4378560676532768,108.81684854122615]
[1983,12,13,5,0,0.78,3.9000000000000004,5,0,0,2.4378560676532768,102.35470460887942]
[1983,12,14,6.6,0,0.78,5.1479999999999997,5,0,0,2.4378560676532768,94.644560676532691]
[1983,12,15,7.2,1.4,0.78,5.6160000000000005,5,1.19,0,2.4378560676532768,87.656416744185961]
[1983,12,16,7,1,0.78,5.46,5,0.85,0,2.4378560676532768,80.484272811839233]
[1983,12,17,17.5,66.599999999999994,0.78,13.65,5,49.165727188160766,2.437856067653291,2.4378560676532768,113.43785606765329]
[1983,12,18,3.3,1,0.78,2.5739999999999998,5,0.85,0,2.4378560676532768,109.15171213530655]
[1983,12,19,6.3,0.3,0.78,4.9139999999999997,5,0.255,0,2.4378560676532768,101.93056820295982]
[1983,12,20,6,0,0.78,4.68,5,0,0,2.4378560676532768,94.688424270613098]
[1983,12,21,6.4,0,0.78,4.9920000000000009,5,0,0,2.4378560676532768,87.134280338266365]
[1983,12,22,7,0,0.78,5.46,5,0,0,2.4378560676532768,79.112136405919642]
[1983,12,23,7.7,0,0.78,6.0060000000000002,5,0,0,2.4378560676532768,70.543992473572914]
[1983,12,24,6.6,0,0.78,5.1479999999999997,5,0,0,2.4378560676532768,62.833848541226189]
[1983,12,25,7.4,0,0.78,5.7720000000000002,5,0,0,2.4378560676532768,54.499704608879462]
[1983,12,26,9.6999999999999993,0,0.78,7.5659999999999998,5,0,0,2.4378560676532768,44.371560676532738]
[1983,12,27,8.8000000000000007,18.399999999999999,0.78,6.8640000000000008,0,15.639999999999999,0,2.4378560676532768,55.58541674418602]
[1983,12,28,23.1,91.6,0.78,18.018000000000001,5,77.86,1.8652728118393043,2.4378560676532768,112.8652728118393]
[1983,12,29,5.4,32,0.78,4.2120000000000006,5,7.3467271881606964,2.4378560676532741,2.4378560676532768,113.43785606765327]
[1983,12,30,7.1,28,0.78,5.5380000000000003,5,8.1001439323467288,2.4378560676532679,2.4378560676532768,113.43785606765327]
[1983,12,31,2.5,9.1999999999999993,0.78,1.9500000000000002,5,4.5121439323467287,2.4378560676532741,2.4378560676532768,113.43785606765327]
[1984,1,1,6.8,2.8,0.78,5.3040000000000003,5,2.38,0,2.4378560676532768,107.95171213530654]
[1984,1,2,1.8,1.4,{"$f":"INDEX($Q$27:$T$27,CEILING((1+MOD(B1318,12))/3,1))","v":0.78},1.4040000000000001,5,1.19,0,2.4378560676532768,105.17556820295981]
[1984,1,3,3.1,3.7,0.78,2.4180000000000001,5,{"$f":"MIN($B$21*E1319,$B$26-L1318+G1319+H1319)","v":3.145},0,2.4378560676532768,{"$f":"MAX(0,L1318+I1319+K1319-G1319-H1319)","v":103.34042427061307}]
[1984,1,4,6.2,0.5,0.78,{"$f":"IF(2*( L1319/$C$26)  <0.5,D1320*F1320*      4         *(L1319/$C$26),D1320*F1320)","v":4.8360000000000003},{"$f":"MIN($B$22, MAX(0, L1319-$C$26))","v":5},0.42499999999999999,{"$f":"MAX(0,L1319+I1320+$B$28-$B$26-H1320-G1320)","v":0},{"$f":"$B$28","v":2.4378560676532768},96.36728033826634]
[1984,1,5,6.2,11.9,0.78,4.8360000000000003,5,10.115,0,2.4378560676532768,99.084136405919608]
[1984,1,6,1.2,3.6,0.78,0.93599999999999994,5,3.06,0,2.4378560676532768,98.645992473572875]
[1984,1,7,5.2,0,0.78,4.056,5,0,0,2.4378560676532768,92.027848541226149]
[1984,1,8,6.2,0,0.78,4.8360000000000003,5,0,0,2.4378560676532768,84.629704608879422]
[1984,1,9,7.2,0,0.78,5.6160000000000005,5,0,0,2.4378560676532768,76.451560676532694]
[1984,1,10,5.5,0.4,0.78,4.29,5,0.34,0,2.4378560676532768,69.939416744185962]
[1984,1,11,6,0,0.78,4.68,5,0,0,2.4378560676532768,62.697272811839241]
[1984,1,12,6,0,0.78,4.68,5,0,0,2.4378560676532768,55.455128879492513]
[1984,1,13,5,0,0.78,3.9000000000000004,5,0,0,2.4378560676532768,48.992984947145793]
[1984,1,14,4.3,3,0.78,3.3540000000000001,3.9929849471457928,2.5499999999999998,0,2.4378560676532768,46.633856067653277]
[1984,1,15,3.9,2.2000000000000002,0.78,3.0419999999999998,1.6338560676532765,1.87,0,2.4378560676532768,46.265856067653274]
[1984,1,16,3.8,8.8000000000000007,0.78,2.964,1.2658560676532744,7.48,0,2.4378560676532768,51.953856067653284]
[1984,1,17,1.9,1.9,0.78,1.482,5,1.615,0,2.4378560676532768,49.524712135306565]
[1984,1,18,7.7,13.2,0.78,6.0060000000000002,4.5247121353065651,11.219999999999999,0,2.4378560676532768,52.651856067653277]
[1984,1,19,7.5,29.8,0.78,5.8500000000000005,5,25.33,0,2.4378560676532768,69.569712135306546]
[1984,1,20,6.8,0,0.78,5.3040000000000003,5,0,0,2.4378560676532768,61.703568202959815]
[1984,1,21,5.8,0,0.78,4.524,5,0,0,2.4378560676532768,54.617424270613085]
[1984,1,22,6.6,0,0.78,5.1479999999999997,5,0,0,2.4378560676532768,46.907280338266361]
[1984,1,23,6.3,3.9,0.78,4.9139999999999997,1.9072803382663608,3.3149999999999999,0,2.4378560676532768,45.838856067653275]
[1984,1,24,4.9000000000000004,0,0.78,3.8220000000000005,0.83885606765327481,0,0,2.4378560676532768,43.615856067653276]
[1984,1,25,6.4,0.2,0.78,4.9920000000000009,0,0.17,0,2.4378560676532768,41.231712135306552]
[1984,1,26,7.4,0,0.78,5.7720000000000002,0,0,0,2.4378560676532768,37.897568202959832]
[1984,1,27,8,0,0.78,6.24,0,0,0,2.4378560676532768,34.095424270613108]
[1984,1,28,19.8,78.400000000000006,0.78,15.444000000000001,0,66.64,0,2.4378560676532768,87.729280338266378]
[1984,1,29,25.6,56.8,0.78,19.968000000000004,5,48.238719661733626,2.4378560676532999,2.4378560676532768,113.4378560676533]
[1984,1,30,2.2000000000000002,10.3,0.78,1.7160000000000002,5,4.2781439323467003,2.4378560676532652,2.4378560676532768,113.43785606765327]
[1984,1,31,4.0999999999999996,1.4,0.78,3.198,5,1.19,0,2.4378560676532768,108.86771213530655]
[1984,2,1,7.4,0.1,0.78,5.7720000000000002,5,8.5000000000000006E-2,0,2.4378560676532768,100.61856820295981]
[1984,2,2,7,9.4,0.78,5.46,5,7.99,0,2.4378560676532768,100.58642427061308]
[1984,2,3,4.8,0.8,0.78,3.7439999999999998,5,0.68,0,2.4378560676532768,94.960280338266358]
[1984,2,4,5.5,0,0.78,4.29,5,0,0,2.4378560676532768,88.108136405919623]
[1984,2,5,6.3,0,0.78,4.9139999999999997,5,0,0,2.4378560676532768,80.631992473572893]
[1984,2,6,6.8,0,0.78,5.3040000000000003,5,0,0,2.4378560676532768,72.765848541226163]
[1984,2,7,6.3,0,0.78,4.9139999999999997,5,0,0,2.4378560676532768,65.289704608879433]
[1984,2,8,5.2,0,0.78,4.056,5,0,0,2.4378560676532768,58.671560676532707]
[1984,2,9,5.8,0,0.78,4.524,5,0,0,2.4378560676532768,51.585416744185984]
[1984,2,10,5.6,0,0.78,4.3679999999999994,5,0,0,2.4378560676532768,44.655272811839261]
[1984,2,11,6.6,10.6,0.78,5.1479999999999997,0,9.01,0,2.4378560676532768,50.955128879492534]
[1984,2,12,1,1,0.78,0.78,5,0.85,0,2.4378560676532768,48.462984947145813]
[1984,2,13,6.3,0,0.78,4.9139999999999997,3.462984947145813,0,0,2.4378560676532768,42.523856067653277]
[1984,2,14,5.4,0,0.78,4.2120000000000006,0,0,0,2.4378560676532768,40.749712135306552]
[1984,2,15,4.3,0.3,0.78,3.3540000000000001,0,0.255,0,2.4378560676532768,40.088568202959834]
[1984,2,16,5.3,0,0.78,4.1340000000000003,0,0,0,2.4378560676532768,38.392424270613112]
[1984,2,17,3.2,0,0.78,2.4960000000000004,0,0,0,2.4378560676532768,38.334280338266389]
[1984,2,18,4,10.4,0.78,3.12,0,8.84,0,2.4378560676532768,46.492136405919666]
[1984,2,19,2.8,4.5999999999999996,0.78,2.1839999999999997,1.4921364059196662,3.9099999999999997,0,2.4378560676532768,49.163856067653278]
[1984,2,20,1.8,2.2000000000000002,0.78,1.4040000000000001,4.1638560676532776,1.87,0,2.4378560676532768,47.903856067653273]
[1984,2,21,3.9,8.6,0.78,3.0419999999999998,2.9038560676532725,7.31,0,2.4378560676532768,51.705856067653279]
[1984,2,22,5.5,6.2,0.78,4.29,5,5.27,0,2.4378560676532768,50.123712135306562]
[1984,2,23,3.7,34.6,0.78,2.8860000000000001,5,29.41,0,2.4378560676532768,74.085568202959834]
[1984,2,24,5.9,0,0.78,4.6020000000000003,5,0,0,2.4378560676532768,66.921424270613102]
[1984,2,25,6.1,11.8,0.78,4.758,5,10.030000000000001,0,2.4378560676532768,69.631280338266379]
[1984,2,26,3.2,0,0.78,2.4960000000000004,5,0,0,2.4378560676532768,64.573136405919655]
[1984,2,27,3.4,53.2,0.78,2.6520000000000001,5,45.22,0,2.4378560676532768,104.57899247357292]
[1984,2,28,3.5,7.4,0.78,2.73,5,6.29,0,2.4378560676532768,105.5768485412262]
[1984,2,29,7.1,2.9,0.78,5.5380000000000003,5,2.4649999999999999,0,2.4378560676532768,99.941704608879476]
[1984,3,1,3.2,0,0.75,2.4000000000000004,5,0,0,2.4378560676532768,94.979560676532742]
[1984,3,2,3.4,0,0.75,2.5499999999999998,5,0,0,2.4378560676532768,89.867416744186016]
[1984,3,3,2.2000000000000002,0.3,0.75,1.6500000000000001,5,0.255,0,2.4378560676532768,85.910272811839278]
[1984,3,4,3.7,1.4,0.75,2.7750000000000004,5,1.19,0,2.4378560676532768,81.763128879492541]
[1984,3,5,5.5,4,0.75,4.125,5,3.4,0,2.4378560676532768,78.475984947145818]
[1984,3,6,3.4,0,{"$f":"INDEX($Q$27:$T$27,CEILING((1+MOD(B1382,12))/3,1))","v":0.75},2.5499999999999998,5,0,0,2.4378560676532768,73.363841014799092]
[1984,3,7,4.8,0,0.75,3.5999999999999996,5,{"$f":"MIN($B$21*E1383,$B$26-L1382+G1383+H1383)","v":0},0,2.4378560676532768,{"$f":"MAX(0,L1382+I1383+K1383-G1383-H1383)","v":67.20169708245237}]
[1984,3,8,5.0999999999999996,0,0.75,{"$f":"IF(2*( L1383/$C$26)  <0.5,D1384*F1384*      4         *(L1383/$C$26),D1384*F1384)","v":3.8249999999999997},{"$f":"MIN($B$22, MAX(0, L1383-$C$26))","v":5},0,{"$f":"MAX(0,L1383+I1384+$B$28-$B$26-H1384-G1384)","v":0},{"$f":"$B$28","v":2.4378560676532768},60.814553150105638]
[1984,3,9,6,3.2,0.75,4.5,5,2.72,0,2.4378560676532768,56.472409217758909]
[1984,3,10,2,10.199999999999999,0.75,1.5,5,8.67,0,2.4378560676532768,61.080265285412182]
[1984,3,11,2.5,0,0.75,1.875,5,0,0,2.4378560676532768,56.64312135306546]
[1984,3,12,2.7,0.3,0.75,2.0250000000000004,5,0.255,0,2.4378560676532768,52.310977420718743]
[1984,3,13,4.9000000000000004,0,0.75,3.6750000000000003,5,0,0,2.4378560676532768,46.073833488372024]
[1984,3,14,5.4,2,0.75,4.0500000000000007,1.0738334883720242,1.7,0,2.4378560676532768,45.087856067653284]
[1984,3,15,1.9,0.8,0.75,1.4249999999999998,8.7856067653284242E-2,0.68,0,2.4378560676532768,46.692856067653281]
[1984,3,16,4.5999999999999996,0,0.75,3.4499999999999997,1.6928560676532811,0,0,2.4378560676532768,43.987856067653276]
[1984,3,17,5.3,0,0.75,3.9749999999999996,0,0,0,2.4378560676532768,42.450712135306553]
[1984,3,18,4.5999999999999996,0,0.75,3.4499999999999997,0,0,0,2.4378560676532768,41.438568202959829]
[1984,3,19,4.7,0,0.75,3.5250000000000004,0,0,0,2.4378560676532768,40.351424270613109]
[1984,3,20,5.4,0,0.75,4.0500000000000007,0,0,0,2.4378560676532768,38.739280338266383]
[1984,3,21,5.6,0.6,0.75,4.1999999999999993,0,0.51,0,2.4378560676532768,37.487136405919657]
[1984,3,22,4.4000000000000004,0.4,0.75,3.3000000000000003,0,0.34,0,2.4378560676532768,36.964992473572941]
[1984,3,23,6.2,39.799999999999997,0.75,4.6500000000000004,0,33.83,0,2.4378560676532768,68.582848541226198]
[1984,3,24,5.2,41.6,0.75,3.9000000000000004,5,35.36,0,2.4378560676532768,97.480704608879464]
[1984,3,25,2.2999999999999998,0.5,0.75,1.7249999999999999,5,0.42499999999999999,0,2.4378560676532768,93.618560676532738]
[1984,3,26,5.2,0,0.75,3.9000000000000004,5,0,0,2.4378560676532768,87.156416744186004]
[1984,3,27,3.8,0,0.75,2.8499999999999996,5,0,0,2.4378560676532768,81.744272811839281]
[1984,3,28,7.3,0,0.75,5.4749999999999996,5,0,0,2.4378560676532768,73.707128879492558]
[1984,3,29,6,0,0.75,4.5,5,0,0,2.4378560676532768,66.644984947145829]
[1984,3,30,4.4000000000000004,0,0.75,3.3000000000000003,5,0,0,2.4378560676532768,60.782841014799104]
[1984,3,31,4.7,0,0.75,3.5250000000000004,5,0,0,2.4378560676532768,54.695697082452384]
[1984,4,1,3.6,0,0.75,2.7,5,0,0,2.4378560676532768,49.433553150105659]
[1984,4,2,5.3,11,0.75,3.9749999999999996,4.4335531501056593,9.35,0,2.4378560676532768,52.812856067653279]
[1984,4,3,4.3,0,0.75,3.2249999999999996,5,0,0,2.4378560676532768,47.025712135306556]
[1984,4,4,3.8,0.1,0.75,2.8499999999999996,2.0257121353065557,8.5000000000000006E-2,0,2.4378560676532768,44.672856067653278]
[1984,4,5,3.6,0,0.75,2.7,0,0,0,2.4378560676532768,44.410712135306554]
[1984,4,6,4.8,7.6,0.75,3.5999999999999996,0,6.46,0,2.4378560676532768,49.708568202959832]
[1984,4,7,4.5999999999999996,2.6,0.75,3.4499999999999997,4.7085682029598317,2.21,0,2.4378560676532768,46.197856067653277]
[1984,4,8,23.4,63,0.75,17.549999999999997,1.1978560676532766,53.55,0,2.4378560676532768,83.437856067653271]
[1984,4,9,65,144,0.75,48.75,5,81.312143932346729,2.4378560676532857,2.4378560676532768,113.43785606765329]
[1984,4,10,2.6,18.600000000000001,0.75,1.9500000000000002,5,4.5121439323467145,2.4378560676532741,2.4378560676532768,113.43785606765327]
[1984,4,11,3.8,17.8,0.75,2.8499999999999996,5,5.4121439323467282,2.4378560676532661,2.4378560676532768,113.43785606765327]
[1984,4,12,2.7,9,0.75,2.0250000000000004,5,4.5871439323467289,2.4378560676532768,2.4378560676532768,113.43785606765327]
[1984,4,13,3.8,2.9,0.75,2.8499999999999996,5,2.4649999999999999,0,2.4378560676532768,110.49071213530655]
[1984,4,14,3.6,10.4,0.75,2.7,5,8.2092878646934473,2.4378560676532741,2.4378560676532768,113.43785606765327]
[1984,4,15,2.9,0,0.75,2.1749999999999998,5,0,0,2.4378560676532768,108.70071213530655]
[1984,4,16,3.5,0.6,0.75,2.625,5,0.51,0,2.4378560676532768,104.02356820295982]
[1984,4,17,2.4,0,0.75,1.7999999999999998,5,0,0,2.4378560676532768,99.661424270613097]
[1984,4,18,1.2,10.4,0.75,0.89999999999999991,5,8.84,0,2.4378560676532768,105.03928033826637]
[1984,4,19,2.6,2,0.75,1.9500000000000002,5,1.7,0,2.4378560676532768,102.22713640591964]
[1984,4,20,4,0,0.75,3,5,0,0,2.4378560676532768,96.664992473572909]
[1984,4,21,3.2,0.2,0.75,2.4000000000000004,5,0.17,0,2.4378560676532768,91.872848541226176]
[1984,4,22,1.7,2.7,0.75,1.2749999999999999,5,2.2949999999999999,0,2.4378560676532768,90.330704608879444]
[1984,4,23,2.8,0,0.75,2.0999999999999996,5,0,0,2.4378560676532768,85.668560676532721]
[1984,4,24,2.8,0,0.75,2.0999999999999996,5,0,0,2.4378560676532768,81.006416744185998]
[1984,4,25,3.7,0,0.75,2.7750000000000004,5,0,0,2.4378560676532768,75.669272811839264]
[1984,4,26,3.9,0,0.75,2.9249999999999998,5,0,0,2.4378560676532768,70.182128879492538]
[1984,4,27,3.7,0,0.75,2.7750000000000004,5,0,0,2.4378560676532768,64.844984947145804]
[1984,4,28,3.1,0,0.75,2.3250000000000002,5,0,0,2.4378560676532768,59.957841014799072]
[1984,4,29,4.5,0,0.75,3.375,5,0,0,2.4378560676532768,54.020697082452351]
[1984,4,30,1.8,1.4,0.75,1.35,5,1.19,0,2.4378560676532768,51.298553150105626]
[1984,5,1,4,0,0.75,3,5,0,0,2.4378560676532768,45.736409217758904]
[1984,5,2,1.2,0.2,0.75,0.89999999999999991,0.73640921775890433,0.17,0,2.4378560676532768,46.707856067653282]
[1984,5,3,2.7,0,0.75,2.0250000000000004,1.7078560676532817,0,0,2.4378560676532768,45.41285606765328]
[1984,5,4,2.7,0,0.75,2.0250000000000004,0.41285606765327998,0,0,2.4378560676532768,45.41285606765328]
[1984,5,5,2.2999999999999998,0,0.75,1.7249999999999999,0.41285606765327998,0,0,2.4378560676532768,45.712856067653277]
[1984,5,6,3.2,0,0.75,2.4000000000000004,0.71285606765327714,0,0,2.4378560676532768,45.03785606765328]
[1984,5,7,2.4,0,0.75,1.7999999999999998,3.7856067653279979E-2,0,0,2.4378560676532768,45.637856067653281]
[1984,5,8,4.4000000000000004,0,0.75,3.3000000000000003,0.6378560676532814,0,0,2.4378560676532768,44.137856067653281]
[1984,5,9,2.6,0,{"$f":"INDEX($Q$27:$T$27,CEILING((1+MOD(B1446,12))/3,1))","v":0.75},1.9500000000000002,0,0,0,2.4378560676532768,44.625712135306557]
[1984,5,10,3.4,0,0.75,2.5499999999999998,0,{"$f":"MIN($B$21*E1447,$B$26-L1446+G1447+H1447)","v":0},0,2.4378560676532768,{"$f":"MAX(0,L1446+I1447+K1447-G1447-H1447)","v":44.513568202959839}]
[1984,5,11,2.6,0,0.75,{"$f":"IF(2*( L1447/$C$26)  <0.5,D1448*F1448*      4         *(L1447/$C$26),D1448*F1448)","v":1.9500000000000002},{"$f":"MIN($B$22, MAX(0, L1447-$C$26))","v":0},0,{"$f":"MAX(0,L1447+I1448+$B$28-$B$26-H1448-G1448)","v":0},{"$f":"$B$28","v":2.4378560676532768},45.001424270613114]
[1984,5,12,0.8,0,0.75,0.60000000000000009,1.4242706131142313E-3,0,0,2.4378560676532768,46.837856067653277]
[1984,5,13,3.4,0,0.75,2.5499999999999998,1.8378560676532771,0,0,2.4378560676532768,44.887856067653281]
[1984,5,14,2.2000000000000002,0,0.75,1.6500000000000001,0,0,0,2.4378560676532768,45.675712135306561]
[1984,5,15,2,0,0.75,1.5,0.67571213530656138,0,0,2.4378560676532768,45.937856067653279]
[1984,5,16,2.2999999999999998,0,0.75,1.7249999999999999,0.93785606765327856,0,0,2.4378560676532768,45.712856067653277]
[1984,5,17,2.2000000000000002,0.6,0.75,1.6500000000000001,0.71285606765327714,0.51,0,2.4378560676532768,46.297856067653278]
[1984,5,18,3.3,28.8,0.75,2.4749999999999996,1.297856067653278,24.48,0,2.4378560676532768,69.442856067653281]
[1984,5,19,3.4,7.4,0.75,2.5499999999999998,5,6.29,0,2.4378560676532768,70.620712135306562]
[1984,5,20,2.6,35.4,0.75,1.9500000000000002,5,30.089999999999996,0,2.4378560676532768,96.198568202959819]
[1984,5,21,3.6,4.8,0.75,2.7,5,4.08,0,2.4378560676532768,95.016424270613086]
[1984,5,22,3.1,2.6,0.75,2.3250000000000002,5,2.21,0,2.4378560676532768,92.339280338266349]
[1984,5,23,1.9,0,0.75,1.4249999999999998,5,0,0,2.4378560676532768,88.352136405919623]
[1984,5,24,3.8,0,0.75,2.8499999999999996,5,0,0,2.4378560676532768,82.9399924735729]
[1984,5,25,3,0,0.75,2.25,5,0,0,2.4378560676532768,78.127848541226172]
[1984,5,26,3.2,0,0.75,2.4000000000000004,5,0,0,2.4378560676532768,73.165704608879437]
[1984,5,27,2.2000000000000002,0,0.75,1.6500000000000001,5,0,0,2.4378560676532768,68.953560676532703]
[1984,5,28,1.8,0.4,0.75,1.35,5,0.34,0,2.4378560676532768,65.381416744185984]
[1984,5,29,1.5,0.7,0.75,1.125,5,0.59499999999999997,0,2.4378560676532768,62.289272811839254]
[1984,5,30,1.2,1.2,0.75,0.89999999999999991,5,1.02,0,2.4378560676532768,59.84712887949253]
[1984,5,31,1.6,3,0.75,1.2000000000000002,5,2.5499999999999998,0,2.4378560676532768,58.634984947145796]
[1984,6,1,0.6,8.4,0.66,0.39600000000000002,5,7.14,0,2.4378560676532768,62.816841014799067]
[1984,6,2,2,0.2,0.66,1.32,5,0.17,0,2.4378560676532768,59.104697082452347]
[1984,6,3,2.2000000000000002,0.2,0.66,1.4520000000000002,5,0.17,0,2.4378560676532768,55.260553150105629]
[1984,6,4,2,0,0.66,1.32,5,0,0,2.4378560676532768,51.378409217758907]
[1984,6,5,2,1.4,0.66,1.32,5,1.19,0,2.4378560676532768,48.686265285412183]
[1984,6,6,2.7,5,0.66,1.7820000000000003,3.6862652854121833,4.25,0,2.4378560676532768,49.905856067653275]
[1984,6,7,1.1000000000000001,2.2000000000000002,0.66,0.72600000000000009,4.905856067653275,1.87,0,2.4378560676532768,48.581856067653277]
[1984,6,8,1.4,1.4,0.66,0.92399999999999993,3.5818560676532769,1.19,0,2.4378560676532768,47.703856067653277]
[1984,6,9,2,0,0.66,1.32,2.7038560676532768,0,0,2.4378560676532768,46.117856067653278]
[1984,6,10,2.4,0.4,0.66,1.5840000000000001,1.1178560676532783,0.34,0,2.4378560676532768,46.193856067653279]
[1984,6,11,1,6,0.66,0.66,1.1938560676532788,5.0999999999999996,0,2.4378560676532768,51.877856067653283]
[1984,6,12,1.6,2.2000000000000002,0.66,1.056,5,1.87,0,2.4378560676532768,50.129712135306562]
[1984,6,13,1.5,3,0.66,0.99,5,2.5499999999999998,0,2.4378560676532768,49.127568202959836]
[1984,6,14,2.7,8.3000000000000007,0.66,1.7820000000000003,4.1275682029598357,7.0550000000000006,0,2.4378560676532768,52.710856067653275]
[1984,6,15,2.4,10,0.66,1.5840000000000001,5,8.5,0,2.4378560676532768,57.06471213530655]
[1984,6,16,2,6.8,0.66,1.32,5,5.7799999999999994,0,2.4378560676532768,58.962568202959822]
[1984,6,17,2.8,30,0.66,1.8479999999999999,5,25.5,0,2.4378560676532768,80.052424270613102]
[1984,6,18,15.3,61.1,0.66,10.098000000000001,5,46.045575729386897,2.4378560676532697,2.4378560676532768,113.43785606765327]
[1984,6,19,19.399999999999999,61.8,0.66,12.804,5,15.366143932346729,2.4378560676532874,2.4378560676532768,113.43785606765329]
[1984,6,20,3.4,0,0.66,2.2440000000000002,5,0,0,2.4378560676532768,108.63171213530656]
[1984,6,21,2.4,0,0.66,1.5840000000000001,5,0,0,2.4378560676532768,104.48556820295983]
[1984,6,22,2.9,0,0.66,1.9139999999999999,5,0,0,2.4378560676532768,100.0094242706131]
[1984,6,23,2.2000000000000002,0,0.66,1.4520000000000002,5,0,0,2.4378560676532768,95.995280338266369]
[1984,6,24,1.8,0,0.66,1.1880000000000002,5,0,0,2.4378560676532768,92.245136405919638]
[1984,6,25,1.2,0,0.66,0.79200000000000004,5,0,0,2.4378560676532768,88.890992473572908]
[1984,6,26,2.6,13.4,0.66,1.7160000000000002,5,11.39,0,2.4378560676532768,96.002848541226186]
[1984,6,27,1.2,0.2,0.66,0.79200000000000004,5,0.17,0,2.4378560676532768,92.818704608879457]
[1984,6,28,1.7,0,0.66,1.1220000000000001,5,0,0,2.4378560676532768,89.134560676532729]
[1984,6,29,3.4,0,0.66,2.2440000000000002,5,0,0,2.4378560676532768,84.328416744186001]
[1984,6,30,3.8,0,0.66,2.508,5,0,0,2.4378560676532768,79.258272811839277]
[1984,7,1,3.8,0,0.66,2.508,5,0,0,2.4378560676532768,74.188128879492552]
[1984,7,2,2.6,0,0.66,1.7160000000000002,5,0,0,2.4378560676532768,69.90998494714583]
[1984,7,3,3.1,0,0.66,2.0460000000000003,5,0,0,2.4378560676532768,65.301841014799095]
[1984,7,4,3.6,0,0.66,2.3760000000000003,5,0,0,2.4378560676532768,60.363697082452362]
[1984,7,5,4,0,0.66,2.64,5,0,0,2.4378560676532768,55.16155315010564]
[1984,7,6,3.6,0,0.66,2.3760000000000003,5,0,0,2.4378560676532768,50.22340921775892]
[1984,7,7,2.2999999999999998,0,0.66,1.518,5,0,0,2.4378560676532768,46.143265285412198]
[1984,7,8,1.8,0,0.66,1.1880000000000002,1.1432652854121983,0,0,2.4378560676532768,46.249856067653276]
[1984,7,9,2.2999999999999998,0,0.66,1.518,1.2498560676532762,0,0,2.4378560676532768,45.919856067653278]
[1984,7,10,2,0,0.66,1.32,0.91985606765327788,0,0,2.4378560676532768,46.117856067653278]
[1984,7,11,1.5,0,0.66,0.99,1.1178560676532783,0,0,2.4378560676532768,46.447856067653277]
[1984,7,12,2,0,{"$f":"INDEX($Q$27:$T$27,CEILING((1+MOD(B1510,12))/3,1))","v":0.66},1.32,1.4478560676532766,0,0,2.4378560676532768,46.117856067653278]
[1984,7,13,1.4,1,0.66,0.92399999999999993,1.1178560676532783,{"$f":"MIN($B$21*E1511,$B$26-L1510+G1511+H1511)","v":0.85},0,2.4378560676532768,{"$f":"MAX(0,L1510+I1511+K1511-G1511-H1511)","v":47.36385606765328}]
[1984,7,14,0.6,9.4,0.66,{"$f":"IF(2*( L1511/$C$26)  <0.5,D1512*F1512*      4         *(L1511/$C$26),D1512*F1512)","v":0.39600000000000002},{"$f":"MIN($B$22, MAX(0, L1511-$C$26))","v":2.3638560676532805},7.99,{"$f":"MAX(0,L1511+I1512+$B$28-$B$26-H1512-G1512)","v":0},{"$f":"$B$28","v":2.4378560676532768},55.03185606765328]
[1984,7,15,1.6,37,0.66,1.056,5,31.45,0,2.4378560676532768,82.863712135306557]
[1984,7,16,1.6,6.2,0.66,1.056,5,5.27,0,2.4378560676532768,84.515568202959827]
[1984,7,17,0.8,0.8,0.66,0.52800000000000002,5,0.68,0,2.4378560676532768,82.105424270613099]
[1984,7,18,0.3,1.4,0.66,0.19800000000000001,5,1.19,0,2.4378560676532768,80.535280338266375]
[1984,7,19,1.2,0.5,0.66,0.79200000000000004,5,0.42499999999999999,0,2.4378560676532768,77.606136405919642]
[1984,7,20,3.2,0,0.66,2.1120000000000001,5,0,0,2.4378560676532768,72.931992473572919]
[1984,7,21,4,0,0.66,2.64,5,0,0,2.4378560676532768,67.72984854122619]
[1984,7,22,1.3,2.4,0.66,0.8580000000000001,5,2.04,0,2.4378560676532768,66.349704608879463]
[1984,7,23,1.3,2.8,0.66,0.8580000000000001,5,2.38,0,2.4378560676532768,65.309560676532726]
[1984,7,24,0.9,0.5,0.66,0.59400000000000008,5,0.42499999999999999,0,2.4378560676532768,62.578416744186001]
[1984,7,25,0.7,3.2,0.66,0.46199999999999997,5,2.72,0,2.4378560676532768,62.274272811839268]
[1984,7,26,1,9,0.66,0.66,5,7.6499999999999995,0,2.4378560676532768,66.702128879492548]
[1984,7,27,2,44.6,0.66,1.32,5,37.910000000000004,0,2.4378560676532768,100.72998494714584]
[1984,7,28,3.6,46,0.66,2.3760000000000003,5,17.646015052854164,2.4378560676532759,2.4378560676532768,113.43785606765327]
[1984,7,29,4.9000000000000004,0,0.66,3.2340000000000004,5,0,0,2.4378560676532768,107.64171213530655]
[1984,7,30,4,0,0.66,2.64,5,0,0,2.4378560676532768,102.43956820295982]
[1984,7,31,4.4000000000000004,0,0.66,2.9040000000000004,5,0,0,2.4378560676532768,96.973424270613094]
[1984,8,1,3,0,0.66,1.98,5,0,0,2.4378560676532768,92.431280338266362]
[1984,8,2,2.2999999999999998,0.2,0.66,1.518,5,0.17,0,2.4378560676532768,88.521136405919634]
[1984,8,3,2.2999999999999998,0.4,0.66,1.518,5,0.34,0,2.4378560676532768,84.780992473572908]
[1984,8,4,2,0.2,0.66,1.32,5,0.17,0,2.4378560676532768,81.068848541226188]
[1984,8,5,2.4,0,0.66,1.5840000000000001,5,0,0,2.4378560676532768,76.922704608879457]
[1984,8,6,3,0,0.66,1.98,5,0,0,2.4378560676532768,72.380560676532724]
[1984,8,7,1.9,0.6,0.66,1.254,5,0.51,0,2.4378560676532768,69.074416744185996]
[1984,8,8,3.6,0,0.66,2.3760000000000003,5,0,0,2.4378560676532768,64.136272811839262]
[1984,8,9,3.7,0,0.66,2.4420000000000002,5,0,0,2.4378560676532768,59.132128879492541]
[1984,8,10,2.4,0,0.66,1.5840000000000001,5,0,0,2.4378560676532768,54.985984947145816]
[1984,8,11,3.1,4.7,0.66,2.0460000000000003,5,3.9950000000000001,0,2.4378560676532768,54.372841014799093]
[1984,8,12,5.6,0,0.66,3.6959999999999997,5,0,0,2.4378560676532768,48.114697082452373]
[1984,8,13,4.2,0,0.66,2.7720000000000002,3.1146970824523734,0,0,2.4378560676532768,44.66585606765328]
[1984,8,14,4.2,0,0.66,2.7720000000000002,0,0,0,2.4378560676532768,44.33171213530656]
[1984,8,15,3.6,0,0.66,2.3760000000000003,0,0,0,2.4378560676532768,44.393568202959841]
[1984,8,16,3.4,0,0.66,2.2440000000000002,0,0,0,2.4378560676532768,44.58742427061312]
[1984,8,17,5,3.4,0.66,3.3000000000000003,0,2.8899999999999997,0,2.4378560676532768,46.615280338266402]
[1984,8,18,4,0,0.66,2.64,1.6152803382664018,0,0,2.4378560676532768,44.797856067653278]
[1984,8,19,5.6,0,0.66,3.6959999999999997,0,0,0,2.4378560676532768,43.539712135306559]
[1984,8,20,4.5,0,0.66,2.97,0,0,0,2.4378560676532768,43.007568202959838]
[1984,8,21,4,0.6,0.66,2.64,0,0.51,0,2.4378560676532768,43.315424270613114]
[1984,8,22,4.5999999999999996,0,0.66,3.036,0,0,0,2.4378560676532768,42.717280338266391]
[1984,8,23,4.5,0,0.66,2.97,0,0,0,2.4378560676532768,42.185136405919671]
[1984,8,24,4.2,0,0.66,2.7720000000000002,0,0,0,2.4378560676532768,41.850992473572951]
[1984,8,25,4.8,0,0.66,3.1680000000000001,0,0,0,2.4378560676532768,41.120848541226231]
[1984,8,26,5.4,0,0.66,3.5640000000000005,0,0,0,2.4378560676532768,39.994704608879509]
[1984,8,27,4.7,0,0.66,3.1020000000000003,0,0,0,2.4378560676532768,39.330560676532784]
[1984,8,28,4.4000000000000004,0,0.66,2.9040000000000004,0,0,0,2.4378560676532768,38.864416744186059]
[1984,8,29,5.4,0,0.66,3.5640000000000005,0,0,0,2.4378560676532768,37.738272811839337]
[1984,8,30,3.6,0,0.66,2.3760000000000003,0,0,0,2.4378560676532768,37.800128879492618]
[1984,8,31,3.8,0,0.66,2.508,0,0,0,2.4378560676532768,37.729984947145894]
[1984,9,1,3.7,0,0.74,2.738,0,0,0,2.4378560676532768,37.429841014799173]
[1984,9,2,4.5999999999999996,0.7,0.74,3.4039999999999999,0,0.59499999999999997,0,2.4378560676532768,37.058697082452454]
[1984,9,3,5.6,0,0.74,4.1440000000000001,0,0,0,2.4378560676532768,35.352553150105734]
[1984,9,4,5,0,0.74,3.7,0,0,0,2.4378560676532768,34.09040921775901]
[1984,9,5,5.0999999999999996,2.4,0.74,3.7739999999999996,0,2.04,0,2.4378560676532768,34.794265285412287]
[1984,9,6,5,0,0.74,3.7,0,0,0,2.4378560676532768,33.532121353065563]
[1984,9,7,5,0,0.74,3.7,0,0,0,2.4378560676532768,32.269977420718838]
[1984,9,8,4.4000000000000004,0,0.74,3.2560000000000002,0,0,0,2.4378560676532768,31.451833488372117]
[1984,9,9,5.4,0,0.74,3.996,0,0,0,2.4378560676532768,29.893689556025397]
[1984,9,10,5.3,0,0.74,3.9219999999999997,0,0,0,2.4378560676532768,28.409545623678671]
[1984,9,11,3.8,0,0.74,2.8119999999999998,0,0,0,2.4378560676532768,28.035401691331945]
[1984,9,12,5.8,0,0.74,4.2919999999999998,0,0,0,2.4378560676532768,26.181257758985218]
[1984,9,13,5.7,0,0.74,4.218,0,0,0,2.4378560676532768,24.401113826638497]
[1984,9,14,1.6,13.6,{"$f":"INDEX($Q$27:$T$27,CEILING((1+MOD(B1574,12))/3,1))","v":0.74},1.1839999999999999,0,11.559999999999999,0,2.4378560676532768,37.214969894291777]
[1984,9,15,0.4,3,0.74,0.29599999999999999,0,{"$f":"MIN($B$21*E1575,$B$26-L1574+G1575+H1575)","v":2.5499999999999998},0,2.4378560676532768,{"$f":"MAX(0,L1574+I1575+K1575-G1575-H1575)","v":41.906825961945053}]
[1984,9,16,2.6,0,0.74,{"$f":"IF(2*( L1575/$C$26)  <0.5,D1576*F1576*      4         *(L1575/$C$26),D1576*F1576)","v":1.9239999999999999},{"$f":"MIN($B$22, MAX(0, L1575-$C$26))","v":0},0,{"$f":"MAX(0,L1575+I1576+$B$28-$B$26-H1576-G1576)","v":0},{"$f":"$B$28","v":2.4378560676532768},42.420682029598332]
[1984,9,17,3.8,4.2,0.74,2.8119999999999998,0,3.57,0,2.4378560676532768,45.616538097251613]
[1984,9,18,3.1,0.8,0.74,2.294,0.61653809725161324,0.68,0,2.4378560676532768,45.823856067653281]
[1984,9,19,6.5,0,0.74,4.8099999999999996,0.82385606765328134,0,0,2.4378560676532768,42.627856067653276]
[1984,9,20,5.9,0,0.74,4.3660000000000005,0,0,0,2.4378560676532768,40.699712135306555]
[1984,9,21,4,0,0.74,2.96,0,0,0,2.4378560676532768,40.177568202959833]
[1984,9,22,4.5999999999999996,0,0.74,3.4039999999999999,0,0,0,2.4378560676532768,39.211424270613108]
[1984,9,23,5.0999999999999996,7,0.74,3.7739999999999996,0,5.95,0,2.4378560676532768,43.825280338266388]
[1984,9,24,5.2,0,0.74,3.8479999999999999,0,0,0,2.4378560676532768,42.415136405919668]
[1984,9,25,6,0,0.74,4.4399999999999995,0,0,0,2.4378560676532768,40.412992473572949]
[1984,9,26,6.2,0,0.74,4.5880000000000001,0,0,0,2.4378560676532768,38.262848541226226]
[1984,9,27,5.2,0,0.74,3.8479999999999999,0,0,0,2.4378560676532768,36.852704608879506]
[1984,9,28,4.8,0,0.74,3.552,0,0,0,2.4378560676532768,35.738560676532785]
[1984,9,29,6.4,0,0.74,4.7359999999999998,0,0,0,2.4378560676532768,33.440416744186066]
[1984,9,30,8.4,0,0.74,6.2160000000000002,0,0,0,2.4378560676532768,29.662272811839344]
[1984,10,1,5,1,0.74,3.7,0,0.85,0,2.4378560676532768,29.250128879492625]
[1984,10,2,2,0,0.74,1.48,0,0,0,2.4378560676532768,30.207984947145899]
[1984,10,3,4.8,0,0.74,3.552,0,0,0,2.4378560676532768,29.093841014799175]
[1984,10,4,5.4,0.2,0.74,3.996,0,0.17,0,2.4378560676532768,27.705697082452456]
[1984,10,5,2.6,2.4,0.74,1.9239999999999999,0,2.04,0,2.4378560676532768,30.259553150105731]
[1984,10,6,4.5999999999999996,20,0.74,3.4039999999999999,0,17,0,2.4378560676532768,46.293409217759006]
[1984,10,7,3.8,0.4,0.74,2.8119999999999998,1.293409217759006,0.34,0,2.4378560676532768,44.965856067653284]
[1984,10,8,3.9,0,0.74,2.8860000000000001,0,0,0,2.4378560676532768,44.51771213530656]
[1984,10,9,4.7,0,0.74,3.4780000000000002,0,0,0,2.4378560676532768,43.477568202959837]
[1984,10,10,6.1,0,0.74,4.5139999999999993,0,0,0,2.4378560676532768,41.40142427061312]
[1984,10,11,6.8,0,0.74,5.032,0,0,0,2.4378560676532768,38.807280338266395]
[1984,10,12,5.6,0,0.74,4.1440000000000001,0,0,0,2.4378560676532768,37.101136405919675]
[1984,10,13,5.0999999999999996,0,0.74,3.7739999999999996,0,0,0,2.4378560676532768,35.764992473572953]
[1984,10,14,7,0,0.74,5.18,0,0,0,2.4378560676532768,33.022848541226232]
[1984,10,15,4.5,1.4,0.74,3.33,0,1.19,0,2.4378560676532768,33.32070460887951]
[1984,10,16,6.7,0,0.74,4.9580000000000002,0,0,0,2.4378560676532768,30.80056067653279]
[1984,10,17,9.6,25.8,0.74,7.1040000000000001,0,21.93,0,2.4378560676532768,48.064416744186069]
[1984,10,18,5.6,0,0.74,4.1440000000000001,3.0644167441860688,0,0,2.4378560676532768,43.29385606765328]
[1984,10,19,1.6,3.8,0.74,1.1839999999999999,0,3.23,0,2.4378560676532768,47.777712135306558]
[1984,10,20,4.5999999999999996,9.6,0.74,3.4039999999999999,2.7777121353065581,8.16,0,2.4378560676532768,52.193856067653272]
[1984,10,21,2.2999999999999998,0,0.74,1.702,5,0,0,2.4378560676532768,47.929712135306552]
[1984,10,22,3.3,11.4,0.74,2.4419999999999997,2.9297121353065521,9.69,0,2.4378560676532768,54.685856067653276]
[1984,10,23,5.2,29.2,0.74,3.8479999999999999,5,24.82,0,2.4378560676532768,73.095712135306542]
[1984,10,24,3.4,1,0.74,2.516,5,0.85,0,2.4378560676532768,68.867568202959802]
[1984,10,25,4.5,0,0.74,3.33,5,0,0,2.4378560676532768,62.975424270613075]
[1984,10,26,5.4,0,0.74,3.996,5,0,0,2.4378560676532768,56.417280338266345]
[1984,10,27,4.8,1,0.74,3.552,5,0.85,0,2.4378560676532768,51.153136405919625]
[1984,10,28,4.5999999999999996,0,0.74,3.4039999999999999,5,0,0,2.4378560676532768,45.1869924735729]
[1984,10,29,4.9000000000000004,0.4,0.74,3.6260000000000003,0.18699247357290005,0.34,0,2.4378560676532768,44.151856067653284]
[1984,10,30,3.9,7,0.74,2.8860000000000001,0,5.95,0,2.4378560676532768,49.653712135306563]
[1984,10,31,24.8,172,0.74,18.352,4.6537121353065629,84.352000000000004,2.4378560676532892,2.4378560676532768,113.43785606765329]
[1984,11,1,0.8,145.80000000000001,0.74,0.59199999999999997,5,3.1541439323467144,2.4378560676532701,2.4378560676532768,113.43785606765327]
[1984,11,2,1.2,3.2,0.74,0.88800000000000001,5,2.72,1.7077121353065419,2.4378560676532768,112.70771213530654]
[1984,11,3,4,0,0.74,2.96,5,0,0,2.4378560676532768,107.18556820295981]
[1984,11,4,5.4,28.6,0.74,3.996,5,12.810431797040186,2.4378560676532666,2.4378560676532768,113.43785606765327]
[1984,11,5,3.8,7.2,0.74,2.8119999999999998,5,5.3741439323467279,2.4378560676532692,2.4378560676532768,113.43785606765327]
[1984,11,6,4.4000000000000004,22.2,0.74,3.2560000000000002,5,5.8181439323467288,2.4378560676532715,2.4378560676532768,113.43785606765327]
[1984,11,7,5.7,3.8,0.74,4.218,5,3.23,0,2.4378560676532768,109.88771213530654]
[1984,11,8,2,74.400000000000006,0.74,1.48,5,7.5922878646934571,2.4378560676532754,2.4378560676532768,113.43785606765327]
[1984,11,9,3,0,0.74,2.2199999999999998,5,0,0,2.4378560676532768,108.65571213530654]
[1984,11,10,5.3,0.1,0.74,3.9219999999999997,5,8.5000000000000006E-2,0,2.4378560676532768,102.25656820295981]
[1984,11,11,4.5999999999999996,0,0.74,3.4039999999999999,5,0,0,2.4378560676532768,96.290424270613087]
[1984,11,12,6.1,0.3,0.74,4.5139999999999993,5,0.255,0,2.4378560676532768,89.469280338266358]
[1984,11,13,9,36.200000000000003,0.74,6.66,5,30.770000000000003,1.713640591962573E-2,2.4378560676532768,111.01713640591963]
[1984,11,14,8.5,0,0.74,6.29,5,0,0,2.4378560676532768,102.16499247357289]
[1984,11,15,5.5,0,0.74,4.07,5,0,0,2.4378560676532768,95.532848541226173]
[1984,11,16,5.8,5.4,0.74,4.2919999999999998,5,4.59,0,2.4378560676532768,93.268704608879446]
[1984,11,17,4.4000000000000004,0.4,{"$f":"INDEX($Q$27:$T$27,CEILING((1+MOD(B1638,12))/3,1))","v":0.74},3.2560000000000002,5,0.34,0,2.4378560676532768,87.790560676532721]
[1984,11,18,5.4,0,0.74,3.996,5,{"$f":"MIN($B$21*E1639,$B$26-L1638+G1639+H1639)","v":0},0,2.4378560676532768,{"$f":"MAX(0,L1638+I1639+K1639-G1639-H1639)","v":81.232416744185997}]
[1984,11,19,5.6,0,0.74,{"$f":"IF(2*( L1639/$C$26)  <0.5,D1640*F1640*      4         *(L1639/$C$26),D1640*F1640)","v":4.1440000000000001},{"$f":"MIN($B$22, MAX(0, L1639-$C$26))","v":5},0,{"$f":"MAX(0,L1639+I1640+$B$28-$B$26-H1640-G1640)","v":0},{"$f":"$B$28","v":2.4378560676532768},74.526272811839263]
[1984,11,20,6.5,0,0.74,4.8099999999999996,5,0,0,2.4378560676532768,67.154128879492532]
[1984,11,21,7.4,0,0.74,5.476,5,0,0,2.4378560676532768,59.115984947145805]
[1984,11,22,7.7,0,0.74,5.6980000000000004,5,0,0,2.4378560676532768,50.855841014799083]
[1984,11,23,7.9,0,0.74,5.8460000000000001,5,0,0,2.4378560676532768,42.447697082452365]
[1984,11,24,2.5,0.4,0.74,1.85,0,0.34,0,2.4378560676532768,43.375553150105645]
[1984,11,25,7.4,3.8,0.74,5.476,0,3.23,0,2.4378560676532768,43.567409217758922]
[1984,11,26,3.8,9.8000000000000007,0.74,2.8119999999999998,0,8.33,0,2.4378560676532768,51.523265285412201]
[1984,11,27,5,0.6,0.74,3.7,5,0.51,0,2.4378560676532768,45.771121353065475]
[1984,11,28,5.5,0,0.74,4.07,0.77112135306547458,0,0,2.4378560676532768,43.367856067653278]
[1984,11,29,7.4,0,0.74,5.476,0,0,0,2.4378560676532768,40.329712135306558]
[1984,11,30,7.4,13.6,0.74,5.476,0,11.559999999999999,0,2.4378560676532768,48.851568202959832]
[1984,12,1,2.8,0,0.78,2.1839999999999997,3.8515682029598324,0,0,2.4378560676532768,45.253856067653281]
[1984,12,2,6,0.2,0.78,4.68,0.25385606765328106,0.17,0,2.4378560676532768,42.927856067653281]
[1984,12,3,5.6,0,0.78,4.3679999999999994,0,0,0,2.4378560676532768,40.997712135306557]
[1984,12,4,3.4,0,0.78,2.6520000000000001,0,0,0,2.4378560676532768,40.783568202959835]
[1984,12,5,3,0,0.78,2.34,0,0,0,2.4378560676532768,40.88142427061311]
[1984,12,6,7.6,0,0.78,5.9279999999999999,0,0,0,2.4378560676532768,37.391280338266391]
[1984,12,7,5.2,0,0.78,4.056,0,0,0,2.4378560676532768,35.773136405919672]
[1984,12,8,5.2,15,0.78,4.056,0,12.75,0,2.4378560676532768,46.904992473572953]
[1984,12,9,2.4,1.2,0.78,1.8719999999999999,1.9049924735729533,1.02,0,2.4378560676532768,46.585856067653282]
[1984,12,10,5.4,0.4,0.78,4.2120000000000006,1.5858560676532818,0.34,0,2.4378560676532768,43.565856067653279]
[1984,12,11,2,5,0.78,1.56,0,4.25,0,2.4378560676532768,48.693712135306555]
[1984,12,12,5.7,13,0.78,4.4460000000000006,3.693712135306555,11.049999999999999,0,2.4378560676532768,54.041856067653278]
[1984,12,13,5.7,0,0.78,4.4460000000000006,5,0,0,2.4378560676532768,47.033712135306558]
[1984,12,14,6.4,0.2,0.78,4.9920000000000009,2.0337121353065584,0.17,0,2.4378560676532768,42.615856067653283]
[1984,12,15,3,2.8,0.78,2.34,0,2.38,0,2.4378560676532768,45.093712135306561]
[1984,12,16,9.1,0.4,0.78,7.0979999999999999,9.371213530656064E-2,0.34,0,2.4378560676532768,40.679856067653283]
[1984,12,17,6.2,0,0.78,4.8360000000000003,0,0,0,2.4378560676532768,38.281712135306563]
[1984,12,18,6.8,0,0.78,5.3040000000000003,0,0,0,2.4378560676532768,35.41556820295984]
[1984,12,19,5.2,0,0.78,4.056,0,0,0,2.4378560676532768,33.797424270613121]
[1984,12,20,4.4000000000000004,0,0.78,3.4320000000000004,0,0,0,2.4378560676532768,32.803280338266397]
[1984,12,21,8.6,0,0.78,6.7080000000000002,0,0,0,2.4378560676532768,28.533136405919677]
[1984,12,22,7.2,0,0.78,5.6160000000000005,0,0,0,2.4378560676532768,25.354992473572956]
[1984,12,23,6.6,0,0.78,5.1479999999999997,0,0,0,2.4378560676532768,22.644848541226235]
[1984,12,24,7.1,0,0.78,5.5380000000000003,0,0,0,2.4378560676532768,19.54470460887951]
[1984,12,25,7.1,0,0.78,5.5380000000000003,0,0,0,2.4378560676532768,16.444560676532785]
[1984,12,26,7.3,0,0.78,5.694,0,0,0,2.4378560676532768,13.18841674418606]
[1984,12,27,7.2,0,0.78,5.6160000000000005,0,0,0,2.4378560676532768,10.010272811839336]
[1984,12,28,1.2,3.2,0.78,0.83285469794503264,0,2.72,0,2.4378560676532768,14.335274181547581]
[1984,12,29,2.4,3.6,0.78,1.8719999999999999,0,3.06,0,2.4378560676532768,17.961130249200856]
[1984,12,30,17.3,113,0.78,13.494000000000002,0,96.05,0,2.4378560676532768,102.95498631685412]
[1984,12,31,5.2,0.4,0.78,4.056,5,0.34,0,2.4378560676532768,96.676842384507395]
[1985,1,1,4.2,2.8,0.78,3.2760000000000002,5,2.38,0,2.4378560676532768,93.218698452160666]
[1985,1,2,5,0,0.78,3.9000000000000004,5,0,0,2.4378560676532768,86.756554519813932]
[1985,1,3,9.1999999999999993,0,0.78,7.1759999999999993,5,0,0,2.4378560676532768,77.018410587467201]
[1985,1,4,7.6,0,0.78,5.9279999999999999,5,0,0,2.4378560676532768,68.528266655120476]
[1985,1,5,7.2,0,0.78,5.6160000000000005,5,0,0,2.4378560676532768,60.350122722773747]
[1985,1,6,7.5,0,0.78,5.8500000000000005,5,0,0,2.4378560676532768,51.937978790427024]
[1985,1,7,3.9,2,0.78,3.0419999999999998,5,1.7,0,2.4378560676532768,48.033834858080304]
[1985,1,8,6.5,0,0.78,5.07,3.0338348580803043,0,0,2.4378560676532768,42.367856067653278]
[1985,1,9,8.1,8.6,0.78,6.3179999999999996,0,7.31,0,2.4378560676532768,45.797712135306561]
[1985,1,10,6.5,0,0.78,5.07,0.79771213530656127,0,0,2.4378560676532768,42.367856067653278]
[1985,1,11,7.2,0,0.78,5.6160000000000005,0,0,0,2.4378560676532768,39.189712135306557]
[1985,1,12,7.6,0.6,0.78,5.9279999999999999,0,0.51,0,2.4378560676532768,36.209568202959836]
[1985,1,13,6.4,0,0.78,4.9920000000000009,0,0,0,2.4378560676532768,33.655424270613111]
[1985,1,14,5.8,0,0.78,4.524,0,0,0,2.4378560676532768,31.569280338266388]
[1985,1,15,6,0,0.78,4.68,0,0,0,2.4378560676532768,29.327136405919667]
[1985,1,16,6.1,0,0.78,4.758,0,0,0,2.4378560676532768,27.006992473572947]
[1985,1,17,6.8,0,0.78,5.3040000000000003,0,0,0,2.4378560676532768,24.140848541226219]
[1985,1,18,8,0,0.78,6.24,0,0,0,2.4378560676532768,20.338704608879496]
[1985,1,19,4,0.6,0.78,3.12,0,0.51,0,2.4378560676532768,20.166560676532772]
[1985,1,20,6.5,0,{"$f":"INDEX($Q$27:$T$27,CEILING((1+MOD(B1702,12))/3,1))","v":0.78},5.07,0,0,0,2.4378560676532768,17.534416744186046]
[1985,1,21,5.2,0,0.78,4.056,0,{"$f":"MIN($B$21*E1703,$B$26-L1702+G1703+H1703)","v":0},0,2.4378560676532768,{"$f":"MAX(0,L1702+I1703+K1703-G1703-H1703)","v":15.916272811839324}]
[1985,1,22,6.6,0,0.78,{"$f":"IF(2*( L1703/$C$26)  <0.5,D1704*F1704*      4         *(L1703/$C$26),D1704*F1704)","v":5.1479999999999997},{"$f":"MIN($B$22, MAX(0, L1703-$C$26))","v":0},0,{"$f":"MAX(0,L1703+I1704+$B$28-$B$26-H1704-G1704)","v":0},{"$f":"$B$28","v":2.4378560676532768},13.206128879492599]
[1985,1,23,4.9000000000000004,0,0.78,3.8220000000000005,0,0,0,2.4378560676532768,11.821984947145875]
[1985,1,24,8.5,9.6,0.78,6.63,0,8.16,0,2.4378560676532768,15.789841014799155]
[1985,1,25,5.7,4.2,0.78,4.4460000000000006,0,3.57,0,2.4378560676532768,17.351697082452429]
[1985,1,26,3.1,3.1,0.78,2.4180000000000001,0,2.6349999999999998,0,2.4378560676532768,20.006553150105709]
[1985,1,27,3.4,1,0.78,2.6520000000000001,0,0.85,0,2.4378560676532768,20.642409217758988]
[1985,1,28,6.5,0,0.78,5.07,0,0,0,2.4378560676532768,18.010265285412267]
[1985,1,29,6.2,0,0.78,4.8360000000000003,0,0,0,2.4378560676532768,15.612121353065545]
[1985,1,30,7,0,0.78,5.46,0,0,0,2.4378560676532768,12.589977420718821]
[1985,1,31,7.1,0,0.78,5.5380000000000003,0,0,0,2.4378560676532768,9.4898334883720974]
[1985,2,1,7.1,4.8,0.78,4.6715286985426383,0,4.08,0,2.4378560676532768,11.336160857482739]
[1985,2,2,3.2,7.2,0.78,2.4960000000000004,0,6.12,0,2.4378560676532768,17.398016925136012]
[1985,2,3,6.6,0.5,0.78,5.1479999999999997,0,0.42499999999999999,0,2.4378560676532768,15.112872992789288]
[1985,2,4,5.7,0,0.78,4.4460000000000006,0,0,0,2.4378560676532768,13.104729060442562]
[1985,2,5,5.6,1.2,0.78,4.3679999999999994,0,1.02,0,2.4378560676532768,12.194585128095841]
[1985,2,6,6.7,3.8,0.78,5.226,0,3.23,0,2.4378560676532768,12.636441195749121]
[1985,2,7,5.7,0.1,0.78,4.4460000000000006,0,8.5000000000000006E-2,0,2.4378560676532768,10.713297263402399]
[1985,2,8,3.9,0.2,0.78,2.8968755800240085,0,0.17,0,2.4378560676532768,10.424277751031667]
[1985,2,9,5.8,6.2,0.78,4.1919495596148675,0,5.27,0,2.4378560676532768,13.940184259070074]
[1985,2,10,6.2,1.2,0.78,4.8360000000000003,0,1.02,0,2.4378560676532768,12.56204032672335]
[1985,2,11,5.5,4.4000000000000004,0.78,4.29,0,3.74,0,2.4378560676532768,14.44989639437663]
[1985,2,12,5.0999999999999996,0,0.78,3.9779999999999998,0,0,0,2.4378560676532768,12.909752462029909]
[1985,2,13,4.9000000000000004,1.6,0.78,3.8220000000000005,0,1.36,0,2.4378560676532768,12.885608529683184]
[1985,2,14,5.4,0,0.78,4.2120000000000006,0,0,0,2.4378560676532768,11.111464597336461]
[1985,2,15,6.5,1.4,0.78,5.007566711866299,0,1.19,0,2.4378560676532768,9.7317539531234374]
[1985,2,16,4,0,0.78,2.6989397629995664,0,0,0,2.4378560676532768,9.4706702577771473]
[1985,2,17,6.9,0.7,0.78,4.5307686513205878,0,0.59499999999999997,0,2.4378560676532768,7.9727576741098369]
[1985,2,18,3.3,8.6,0.78,1.8241669558363305,0,7.31,0,2.4378560676532768,15.896446785926782]
[1985,2,19,2.6,20,0.78,2.028,0,17,0,2.4378560676532768,33.306302853580064]
[1985,2,20,3.1,25.4,0.78,2.4180000000000001,0,21.59,0,2.4378560676532768,54.916158921233347]
[1985,2,21,2.5,15.8,0.78,1.9500000000000002,5,13.43,0,2.4378560676532768,63.834014988886622]
[1985,2,22,2.2000000000000002,26.8,0.78,1.7160000000000002,5,22.78,0,2.4378560676532768,82.335871056539901]
[1985,2,23,2.8,5,0.78,2.1839999999999997,5,4.25,0,2.4378560676532768,81.839727124193175]
[1985,2,24,4.2,8.1999999999999993,0.78,3.2760000000000002,5,6.9699999999999989,0,2.4378560676532768,82.971583191846449]
[1985,2,25,5.2,1.2,0.78,4.056,5,1.02,0,2.4378560676532768,77.373439259499719]
[1985,2,26,5.4,0.2,0.78,4.2120000000000006,5,0.17,0,2.4378560676532768,70.769295327152989]
[1985,2,27,7.8,8,0.78,6.0839999999999996,5,6.8,0,2.4378560676532768,68.923151394806254]
[1985,2,28,5.0999999999999996,0,0.78,3.9779999999999998,5,0,0,2.4378560676532768,62.383007462459531]
[1985,3,1,5,0,0.75,3.75,5,0,0,2.4378560676532768,56.070863530112803]
[1985,3,2,4.4000000000000004,0,0.75,3.3000000000000003,5,0,0,2.4378560676532768,50.208719597766084]
[1985,3,3,6.6,0,0.75,4.9499999999999993,5,0,0,2.4378560676532768,42.69657566541936]
[1985,3,4,5.9,0,0.75,4.4250000000000007,0,0,0,2.4378560676532768,40.709431733072634]
[1985,3,5,5.7,0,0.75,4.2750000000000004,0,0,0,2.4378560676532768,38.872287800725914]
[1985,3,6,3.1,4,0.75,2.3250000000000002,0,3.4,0,2.4378560676532768,42.385143868379188]
[1985,3,7,6.6,26.6,0.75,4.9499999999999993,0,22.61,0,2.4378560676532768,62.482999936032456]
[1985,3,8,3.6,3,0.75,2.7,5,2.5499999999999998,0,2.4378560676532768,59.770856003685722]
[1985,3,9,1.5,24.7,0.75,1.125,5,20.994999999999997,0,2.4378560676532768,77.078712071338984]
[1985,3,10,16.3,154.6,0.75,12.225000000000001,5,51.146287928661017,2.4378560676532786,2.4378560676532768,113.43785606765329]
[1985,3,11,4,4.5999999999999996,0.75,3,5,3.9099999999999997,0.78571213530655371,2.4378560676532768,111.78571213530655]
[1985,3,12,4.0999999999999996,1,0.75,3.0749999999999997,5,0.85,0,2.4378560676532768,106.99856820295982]
[1985,3,13,4,0,0.75,3,5,0,0,2.4378560676532768,101.43642427061309]
[1985,3,14,4.5999999999999996,2.2000000000000002,0.75,3.4499999999999997,5,1.87,0,2.4378560676532768,97.294280338266361]
[1985,3,15,5.2,10.4,0.75,3.9000000000000004,5,8.84,0,2.4378560676532768,99.67213640591963]
[1985,3,16,4.4000000000000004,0,0.75,3.3000000000000003,5,0,0,2.4378560676532768,93.809992473572905]
[1985,3,17,4,0,0.75,3,5,0,0,2.4378560676532768,88.247848541226176]
[1985,3,18,2.4,1.2,0.75,1.7999999999999998,5,1.02,0,2.4378560676532768,84.905704608879446]
[1985,3,19,3,0.6,0.75,2.25,5,0.51,0,2.4378560676532768,80.603560676532723]
[1985,3,20,4.5,3.6,0.75,3.375,5,3.06,0,2.4378560676532768,77.726416744185997]
[1985,3,21,1.2,8.8000000000000007,0.75,0.89999999999999991,5,7.48,0,2.4378560676532768,81.744272811839267]
[1985,3,22,4,7.4,0.75,3,5,6.29,0,2.4378560676532768,82.472128879492544]
[1985,3,23,4.4000000000000004,0.8,0.75,3.3000000000000003,5,0.68,0,2.4378560676532768,77.289984947145825]
[1985,3,24,4,4.8,0.75,3,5,4.08,0,2.4378560676532768,75.807841014799095]
[1985,3,25,4,1.6,{"$f":"INDEX($Q$27:$T$27,CEILING((1+MOD(B1766,12))/3,1))","v":0.75},3,5,1.36,0,2.4378560676532768,71.605697082452366]
[1985,3,26,2.9,12.8,0.75,2.1749999999999998,5,{"$f":"MIN($B$21*E1767,$B$26-L1766+G1767+H1767)","v":10.88},0,2.4378560676532768,{"$f":"MAX(0,L1766+I1767+K1767-G1767-H1767)","v":77.748553150105636}]
[1985,3,27,4.9000000000000004,3,0.75,{"$f":"IF(2*( L1767/$C$26)  <0.5,D1768*F1768*      4         *(L1767/$C$26),D1768*F1768)","v":3.6750000000000003},{"$f":"MIN($B$22, MAX(0, L1767-$C$26))","v":5},2.5499999999999998,{"$f":"MAX(0,L1767+I1768+$B$28-$B$26-H1768-G1768)","v":0},{"$f":"$B$28","v":2.4378560676532768},74.061409217758907]
[1985,3,28,2.9,7.4,0.75,2.1749999999999998,5,6.29,0,2.4378560676532768,75.614265285412188]
[1985,3,29,2.8,3.2,0.75,2.0999999999999996,5,2.72,0,2.4378560676532768,73.672121353065464]
[1985,3,30,2.8,1,0.75,2.0999999999999996,5,0.85,0,2.4378560676532768,69.859977420718735]
[1985,3,31,3.6,12.8,0.75,2.7,5,10.88,0,2.4378560676532768,75.477833488371999]
[1985,4,1,3.1,28.6,0.75,2.3250000000000002,5,24.310000000000002,0,2.4378560676532768,94.90068955602527]
[1985,4,2,1.6,2.4,0.75,1.2000000000000002,5,2.04,0,2.4378560676532768,93.178545623678545]
[1985,4,3,4.2,1.2,0.75,3.1500000000000004,5,1.02,0,2.4378560676532768,88.486401691331807]
[1985,4,4,3.3,18,0.75,2.4749999999999996,5,15.299999999999999,0,2.4378560676532768,98.749257758985081]
[1985,4,5,4,0,0.75,3,5,0,0,2.4378560676532768,93.187113826638353]
[1985,4,6,3.5,0,0.75,2.625,5,0,0,2.4378560676532768,87.999969894291624]
[1985,4,7,3.9,0,0.75,2.9249999999999998,5,0,0,2.4378560676532768,82.512825961944898]
[1985,4,8,3.4,0,0.75,2.5499999999999998,5,0,0,2.4378560676532768,77.400682029598173]
[1985,4,9,3.5,1.8,0.75,2.625,5,1.53,0,2.4378560676532768,73.743538097251445]
[1985,4,10,3.6,0.6,0.75,2.7,5,0.51,0,2.4378560676532768,68.991394164904719]
[1985,4,11,3.6,6.4,0.75,2.7,5,5.44,0,2.4378560676532768,69.169250232557985]
[1985,4,12,3.7,0.6,0.75,2.7750000000000004,5,0.51,0,2.4378560676532768,64.342106300211256]
[1985,4,13,4,0,0.75,3,5,0,0,2.4378560676532768,58.779962367864528]
[1985,4,14,4.5999999999999996,0,0.75,3.4499999999999997,5,0,0,2.4378560676532768,52.767818435517803]
[1985,4,15,3.2,0,0.75,2.4000000000000004,5,0,0,2.4378560676532768,47.805674503171083]
[1985,4,16,6.1,0,0.75,4.5749999999999993,2.8056745031710832,0,0,2.4378560676532768,42.862856067653276]
[1985,4,17,2.7,0,0.75,2.0250000000000004,0,0,0,2.4378560676532768,43.275712135306556]
[1985,4,18,3.6,0,0.75,2.7,0,0,0,2.4378560676532768,43.013568202959831]
[1985,4,19,3.4,0,0.75,2.5499999999999998,0,0,0,2.4378560676532768,42.901424270613113]
[1985,4,20,6,0,0.75,4.5,0,0,0,2.4378560676532768,40.839280338266391]
[1985,4,21,3.5,1.6,0.75,2.625,0,1.36,0,2.4378560676532768,42.012136405919669]
[1985,4,22,1.5,35.4,0.75,1.125,0,30.089999999999996,0,2.4378560676532768,73.414992473572937]
[1985,4,23,2.6,25.2,0.75,1.9500000000000002,5,21.419999999999998,0,2.4378560676532768,90.322848541226207]
[1985,4,24,1.9,21.4,0.75,1.4249999999999998,5,18.189999999999998,0,2.4378560676532768,104.52570460887948]
[1985,4,25,6,50,0.75,4.5,5,15.974295391120521,2.4378560676532715,2.4378560676532768,113.43785606765327]
[1985,4,26,2,9,0.75,1.5,5,4.0621439323467285,2.4378560676532715,2.4378560676532768,113.43785606765327]
[1985,4,27,1.7,1.2,0.75,1.2749999999999999,5,1.02,0,2.4378560676532768,110.62071213530653]
[1985,4,28,2.7,0,0.75,2.0250000000000004,5,0,0,2.4378560676532768,106.0335682029598]
[1985,4,29,3.2,1,0.75,2.4000000000000004,5,0.85,0,2.4378560676532768,101.92142427061306]
[1985,4,30,2.6,12.6,0.75,1.9500000000000002,5,10.709999999999999,0,2.4378560676532768,108.11928033826632]
[1985,5,1,3.6,27.6,0.75,2.7,5,10.580719661733678,2.4378560676532741,2.4378560676532768,113.43785606765327]
[1985,5,2,3.4,5,0.75,2.5499999999999998,5,4.25,1.5757121353065431,2.4378560676532768,112.57571213530655]
[1985,5,3,2.8,15,0.75,2.0999999999999996,5,5.5242878646934539,2.4378560676532661,2.4378560676532768,113.43785606765327]
[1985,5,4,4.4000000000000004,22.6,0.75,3.3000000000000003,5,5.8621439323467293,2.4378560676532683,2.4378560676532768,113.43785606765327]
[1985,5,5,2.4,5.4,0.75,1.7999999999999998,5,4.3621439323467284,2.4378560676532688,2.4378560676532768,113.43785606765327]
[1985,5,6,2.8,0,0.75,2.0999999999999996,5,0,0,2.4378560676532768,108.77571213530655]
[1985,5,7,3.6,0,0.75,2.7,5,0,0,2.4378560676532768,103.51356820295982]
[1985,5,8,2.6,0.6,0.75,1.9500000000000002,5,0.51,0,2.4378560676532768,99.511424270613091]
[1985,5,9,3.8,0,0.75,2.8499999999999996,5,0,0,2.4378560676532768,94.099280338266368]
[1985,5,10,3.6,0,0.75,2.7,5,0,0,2.4378560676532768,88.837136405919637]
[1985,5,11,4.5999999999999996,31.4,0.75,3.4499999999999997,5,26.689999999999998,0,2.4378560676532768,109.5149924735729]
[1985,5,12,3.2,26.2,0.75,2.4000000000000004,5,8.8850075264270973,2.4378560676532768,2.4378560676532768,113.43785606765327]
[1985,5,13,3,25.4,0.75,2.25,5,4.8121439323467285,2.4378560676532715,2.4378560676532768,113.43785606765327]
[1985,5,14,2.6,8.8000000000000007,0.75,1.9500000000000002,5,4.5121439323467287,2.4378560676532741,2.4378560676532768,113.43785606765327]
[1985,5,15,1.6,4,0.75,1.2000000000000002,5,3.4,2.0757121353065484,2.4378560676532768,113.07571213530655]
[1985,5,16,1,0.2,0.75,0.75,5,0.17,0,2.4378560676532768,109.93356820295982]
[1985,5,17,2.2000000000000002,0,0.75,1.6500000000000001,5,0,0,2.4378560676532768,105.72142427061308]
[1985,5,18,2.6,0,0.75,1.9500000000000002,5,0,0,2.4378560676532768,101.20928033826635]
[1985,5,19,2.7,0,0.75,2.0250000000000004,5,0,0,2.4378560676532768,96.622136405919619]
[1985,5,20,2.9,19.8,0.75,2.1749999999999998,5,16.830000000000002,0,2.4378560676532768,108.71499247357289]
[1985,5,21,3.7,0.8,0.75,2.7750000000000004,5,0.68,0,2.4378560676532768,104.05784854122616]
[1985,5,22,4.7,0.4,0.75,3.5250000000000004,5,0.34,0,2.4378560676532768,98.310704608879433]
[1985,5,23,1.7,8,0.75,1.2749999999999999,5,6.8,0,2.4378560676532768,101.2735606765327]
[1985,5,24,1.1000000000000001,0.5,0.75,0.82500000000000007,5,0.42499999999999999,0,2.4378560676532768,98.311416744185962]
[1985,5,25,2.6,4.4000000000000004,0.75,1.9500000000000002,5,3.74,0,2.4378560676532768,97.539272811839226]
[1985,5,26,1.2,18,0.75,0.89999999999999991,5,15.299999999999999,0,2.4378560676532768,109.37712887949249]
[1985,5,27,2.2000000000000002,12.4,0.75,1.6500000000000001,5,8.2728711205075118,2.4378560676532768,2.4378560676532768,113.43785606765327]
[1985,5,28,1.5,15.2,{"$f":"INDEX($Q$27:$T$27,CEILING((1+MOD(B1830,12))/3,1))","v":0.75},1.125,5,3.6871439323467285,2.4378560676532715,2.4378560676532768,113.43785606765327]
[1985,5,29,0.4,7.4,0.75,0.30000000000000004,5,{"$f":"MIN($B$21*E1831,$B$26-L1830+G1831+H1831)","v":2.8621439323467284},2.4378560676532688,2.4378560676532768,{"$f":"MAX(0,L1830+I1831+K1831-G1831-H1831)","v":113.43785606765327}]
[1985,5,30,2.1,1.6,0.75,{"$f":"IF(2*( L1831/$C$26)  <0.5,D1832*F1832*      4         *(L1831/$C$26),D1832*F1832)","v":1.5750000000000002},{"$f":"MIN($B$22, MAX(0, L1831-$C$26))","v":5},1.36,{"$f":"MAX(0,L1831+I1832+$B$28-$B$26-H1832-G1832)","v":0},{"$f":"$B$28","v":2.4378560676532768},110.66071213530654]
[1985,5,31,2.2999999999999998,0,0.75,1.7249999999999999,5,0,0,2.4378560676532768,106.37356820295982]
[1985,6,1,2.2999999999999998,1,0.66,1.518,5,0.85,0,2.4378560676532768,103.14342427061308]
[1985,6,2,0.9,0.2,0.66,0.59400000000000008,5,0.17,0,2.4378560676532768,100.15728033826636]
[1985,6,3,2.2999999999999998,0.3,0.66,1.518,5,0.255,0,2.4378560676532768,96.332136405919627]
[1985,6,4,1.3,32,0.66,0.8580000000000001,5,20.525863594080374,2.4378560676532754,2.4378560676532768,113.43785606765327]
[1985,6,5,4.4000000000000004,0,0.66,2.9040000000000004,5,0,0,2.4378560676532768,107.97171213530655]
[1985,6,6,3.4,0,0.66,2.2440000000000002,5,0,0,2.4378560676532768,103.16556820295982]
[1985,6,7,3.6,0,0.66,2.3760000000000003,5,0,0,2.4378560676532768,98.227424270613085]
[1985,6,8,2.4,26.2,0.66,1.5840000000000001,5,19.356575729386915,2.4378560676532746,2.4378560676532768,113.43785606765327]
[1985,6,9,1.2,10.6,0.66,0.79200000000000004,5,3.3541439323467284,2.4378560676532732,2.4378560676532768,113.43785606765327]
[1985,6,10,2,0.2,0.66,1.32,5,0.17,0,2.4378560676532768,109.72571213530655]
[1985,6,11,1.6,6.6,0.66,1.056,5,5.6099999999999994,0.71756820295982227,2.4378560676532768,111.71756820295982]
[1985,6,12,2.2000000000000002,0,0.66,1.4520000000000002,5,0,0,2.4378560676532768,107.7034242706131]
[1985,6,13,1.5,0,0.66,0.99,5,0,0,2.4378560676532768,104.15128033826637]
[1985,6,14,2.2000000000000002,0,0.66,1.4520000000000002,5,0,0,2.4378560676532768,100.13713640591965]
[1985,6,15,2.2999999999999998,0,0.66,1.518,5,0,0,2.4378560676532768,96.056992473572919]
[1985,6,16,2.4,0,0.66,1.5840000000000001,5,0,0,2.4378560676532768,91.910848541226187]
[1985,6,17,2,0,0.66,1.32,5,0,0,2.4378560676532768,88.028704608879465]
[1985,6,18,3.3,21.6,0.66,2.1779999999999999,5,18.36,0,2.4378560676532768,101.64856067653274]
[1985,6,19,1.6,0,0.66,1.056,5,0,0,2.4378560676532768,98.030416744186013]
[1985,6,20,2,0,0.66,1.32,5,0,0,2.4378560676532768,94.148272811839291]
[1985,6,21,4,0,0.66,2.64,5,0,0,2.4378560676532768,88.946128879492562]
[1985,6,22,3.8,0,0.66,2.508,5,0,0,2.4378560676532768,83.875984947145838]
[1985,6,23,2.4,0,0.66,1.5840000000000001,5,0,0,2.4378560676532768,79.729841014799106]
[1985,6,24,3,0,0.66,1.98,5,0,0,2.4378560676532768,75.187697082452374]
[1985,6,25,2.4,0,0.66,1.5840000000000001,5,0,0,2.4378560676532768,71.041553150105642]
[1985,6,26,1.8,0,0.66,1.1880000000000002,5,0,0,2.4378560676532768,67.291409217758911]
[1985,6,27,1.6,0,0.66,1.056,5,0,0,2.4378560676532768,63.673265285412185]
[1985,6,28,2.6,0,0.66,1.7160000000000002,5,0,0,2.4378560676532768,59.395121353065463]
[1985,6,29,2.2999999999999998,0,0.66,1.518,5,0,0,2.4378560676532768,55.314977420718741]
[1985,6,30,2.2000000000000002,0.4,0.66,1.4520000000000002,5,0.34,0,2.4378560676532768,51.640833488372024]
[1985,7,1,1.2,6.4,0.66,0.79200000000000004,5,5.44,0,2.4378560676532768,53.726689556025299]
[1985,7,2,2.1,0,0.66,1.3860000000000001,5,0,0,2.4378560676532768,49.778545623678575]
[1985,7,3,2.2000000000000002,9.9,0.66,1.4520000000000002,4.7785456236785748,8.4150000000000009,0,2.4378560676532768,54.40085606765328]
[1985,7,4,1.3,1.6,0.66,0.8580000000000001,5,1.36,0,2.4378560676532768,52.340712135306561]
[1985,7,5,2.4,0,0.66,1.5840000000000001,5,0,0,2.4378560676532768,48.194568202959836]
[1985,7,6,1.2,0.4,0.66,0.79200000000000004,3.1945682029598359,0.34,0,2.4378560676532768,46.98585606765328]
[1985,7,7,1.2,1.4,0.66,0.79200000000000004,1.9858560676532804,1.19,0,2.4378560676532768,47.835856067653275]
[1985,7,8,1,13.8,0.66,0.66,2.8358560676532747,11.73,0,2.4378560676532768,58.507856067653279]
[1985,7,9,33.700000000000003,180.6,0.66,22.242000000000004,5,79.734143932346726,2.4378560676532999,2.4378560676532768,113.4378560676533]
[1985,7,10,1.4,28.5,0.66,0.92399999999999993,5,3.4861439323467001,2.4378560676532781,2.4378560676532768,113.43785606765327]
[1985,7,11,3.2,0,0.66,2.1120000000000001,5,0,0,2.4378560676532768,108.76371213530655]
[1985,7,12,1.8,0.2,0.66,1.1880000000000002,5,0.17,0,2.4378560676532768,105.18356820295982]
[1985,7,13,2.8,0,0.66,1.8479999999999999,5,0,0,2.4378560676532768,100.77342427061309]
[1985,7,14,3.3,0,0.66,2.1779999999999999,5,0,0,2.4378560676532768,96.033280338266366]
[1985,7,15,2.4,0,0.66,1.5840000000000001,5,0,0,2.4378560676532768,91.887136405919634]
[1985,7,16,4,0,0.66,2.64,5,0,0,2.4378560676532768,86.684992473572905]
[1985,7,17,5.2,0,0.66,3.4320000000000004,5,0,0,2.4378560676532768,80.690848541226174]
[1985,7,18,2.8,0,0.66,1.8479999999999999,5,0,0,2.4378560676532768,76.280704608879446]
[1985,7,19,2.8,0,0.66,1.8479999999999999,5,0,0,2.4378560676532768,71.870560676532719]
[1985,7,20,2.2000000000000002,0.4,0.66,1.4520000000000002,5,0.34,0,2.4378560676532768,68.196416744185996]
[1985,7,21,2.2000000000000002,0,0.66,1.4520000000000002,5,0,0,2.4378560676532768,64.182272811839269]
[1985,7,22,3.8,0,0.66,2.508,5,0,0,2.4378560676532768,59.112128879492545]
[1985,7,23,3.1,0,0.66,2.0460000000000003,5,0,0,2.4378560676532768,54.503984947145824]
[1985,7,24,2.4,1.8,0.66,1.5840000000000001,5,1.53,0,2.4378560676532768,51.8878410147991]
[1985,7,25,2.4,5.6,0.66,1.5840000000000001,5,4.76,0,2.4378560676532768,52.501697082452374]
[1985,7,26,2,0.2,0.66,1.32,5,0.17,0,2.4378560676532768,48.789553150105654]
[1985,7,27,3.4,0,0.66,2.2440000000000002,3.7895531501056539,0,0,2.4378560676532768,45.193856067653279]
[1985,7,28,2.8,0,0.66,1.8479999999999999,0.19385606765327879,0,0,2.4378560676532768,45.58985606765328]
[1985,7,29,2.7,0,0.66,1.7820000000000003,0.58985606765327958,0,0,2.4378560676532768,45.655856067653275]
[1985,7,30,6,0,0.66,3.96,0.65585606765327498,0,0,2.4378560676532768,43.477856067653278]
[1985,7,31,6.5,0,{"$f":"INDEX($Q$27:$T$27,CEILING((1+MOD(B1894,12))/3,1))","v":0.66},4.29,0,0,0,2.4378560676532768,41.625712135306557]
[1985,8,1,3.1,0,0.66,2.0460000000000003,0,{"$f":"MIN($B$21*E1895,$B$26-L1894+G1895+H1895)","v":0},0,2.4378560676532768,{"$f":"MAX(0,L1894+I1895+K1895-G1895-H1895)","v":42.017568202959836}]
[1985,8,2,3.9,0,0.66,{"$f":"IF(2*( L1895/$C$26)  <0.5,D1896*F1896*      4         *(L1895/$C$26),D1896*F1896)","v":2.5739999999999998},{"$f":"MIN($B$22, MAX(0, L1895-$C$26))","v":0},0,{"$f":"MAX(0,L1895+I1896+$B$28-$B$26-H1896-G1896)","v":0},{"$f":"$B$28","v":2.4378560676532768},41.881424270613117]
[1985,8,3,2.1,0,0.66,1.3860000000000001,0,0,0,2.4378560676532768,42.933280338266393]
[1985,8,4,0.6,0,0.66,0.39600000000000002,0,0,0,2.4378560676532768,44.97513640591967]
[1985,8,5,2.2000000000000002,0,0.66,1.4520000000000002,0,0,0,2.4378560676532768,45.960992473572951]
[1985,8,6,1.6,0,0.66,1.056,0.9609924735729507,0,0,2.4378560676532768,46.381856067653281]
[1985,8,7,1.9,0.3,0.66,1.254,1.3818560676532812,0.255,0,2.4378560676532768,46.438856067653283]
[1985,8,8,4.9000000000000004,0,0.66,3.2340000000000004,1.4388560676532833,0,0,2.4378560676532768,44.203856067653277]
[1985,8,9,4.5999999999999996,0,0.66,3.036,0,0,0,2.4378560676532768,43.605712135306554]
[1985,8,10,3.6,0,0.66,2.3760000000000003,0,0,0,2.4378560676532768,43.667568202959835]
[1985,8,11,3.4,0,0.66,2.2440000000000002,0,0,0,2.4378560676532768,43.861424270613114]
[1985,8,12,3.1,0,0.66,2.0460000000000003,0,0,0,2.4378560676532768,44.253280338266393]
[1985,8,13,2.8,0,0.66,1.8479999999999999,0,0,0,2.4378560676532768,44.843136405919672]
[1985,8,14,1.3,0.2,0.66,0.8580000000000001,0,0.17,0,2.4378560676532768,46.592992473572956]
[1985,8,15,3.2,0,0.66,2.1120000000000001,1.5929924735729557,0,0,2.4378560676532768,45.325856067653277]
[1985,8,16,2.8,0,0.66,1.8479999999999999,0.32585606765327668,0,0,2.4378560676532768,45.58985606765328]
[1985,8,17,1.4,0,0.66,0.92399999999999993,0.58985606765327958,0,0,2.4378560676532768,46.513856067653279]
[1985,8,18,3.4,0,0.66,2.2440000000000002,1.5138560676532791,0,0,2.4378560676532768,45.193856067653279]
[1985,8,19,4.5999999999999996,0,0.66,3.036,0.19385606765327879,0,0,2.4378560676532768,44.401856067653277]
[1985,8,20,3,12.4,0.66,1.98,0,10.54,0,2.4378560676532768,55.399712135306558]
[1985,8,21,1.4,3.8,0.66,0.92399999999999993,5,3.23,0,2.4378560676532768,55.143568202959834]
[1985,8,22,2.8,0,0.66,1.8479999999999999,5,0,0,2.4378560676532768,50.733424270613114]
[1985,8,23,3.1,1.6,0.66,2.0460000000000003,5,1.36,0,2.4378560676532768,47.485280338266392]
[1985,8,24,3,0,0.66,1.98,2.4852803382663922,0,0,2.4378560676532768,45.457856067653282]
[1985,8,25,4,0,0.66,2.64,0.45785606765328168,0,0,2.4378560676532768,44.797856067653278]
[1985,8,26,4,0,0.66,2.64,0,0,0,2.4378560676532768,44.595712135306556]
[1985,8,27,6.8,0,0.66,4.4880000000000004,0,0,0,2.4378560676532768,42.545568202959835]
[1985,8,28,4.2,0,0.66,2.7720000000000002,0,0,0,2.4378560676532768,42.211424270613115]
[1985,8,29,3.3,0,0.66,2.1779999999999999,0,0,0,2.4378560676532768,42.471280338266396]
[1985,8,30,2.7,4.4000000000000004,0.66,1.7820000000000003,0,3.74,0,2.4378560676532768,46.867136405919673]
[1985,8,31,1.2,2.6,0.66,0.79200000000000004,1.8671364059196733,2.21,0,2.4378560676532768,48.855856067653278]
[1985,9,1,3,14.2,0.74,2.2199999999999998,3.8558560676532778,12.069999999999999,0,2.4378560676532768,57.28785606765328]
[1985,9,2,7.3,0.6,0.74,5.4020000000000001,5,0.51,0,2.4378560676532768,49.833712135306556]
[1985,9,3,5.3,0,0.74,3.9219999999999997,4.8337121353065555,0,0,2.4378560676532768,43.515856067653282]
[1985,9,4,3.5,0,0.74,2.59,0,0,0,2.4378560676532768,43.363712135306557]
[1985,9,5,3.4,0,0.74,2.516,0,0,0,2.4378560676532768,43.285568202959837]
[1985,9,6,1,1.2,0.74,0.74,0,1.02,0,2.4378560676532768,46.003424270613117]
[1985,9,7,2.6,1.8,0.74,1.9239999999999999,1.0034242706131167,1.53,0,2.4378560676532768,47.04385606765328]
[1985,9,8,3.6,3.2,0.74,2.6640000000000001,2.0438560676532802,2.72,0,2.4378560676532768,47.493856067653276]
[1985,9,9,2.2000000000000002,2.2000000000000002,0.74,1.6280000000000001,2.4938560676532759,1.87,0,2.4378560676532768,47.679856067653276]
[1985,9,10,4,0,0.74,2.96,2.6798560676532759,0,0,2.4378560676532768,44.477856067653278]
[1985,9,11,3.9,10,0.74,2.8860000000000001,0,8.5,0,2.4378560676532768,52.529712135306553]
[1985,9,12,4.4000000000000004,0,0.74,3.2560000000000002,5,0,0,2.4378560676532768,46.711568202959832]
[1985,9,13,4.5999999999999996,0,0.74,3.4039999999999999,1.7115682029598318,0,0,2.4378560676532768,44.033856067653282]
[1985,9,14,5.0999999999999996,0,0.74,3.7739999999999996,0,0,0,2.4378560676532768,42.69771213530656]
[1985,9,15,5.6,0,0.74,4.1440000000000001,0,0,0,2.4378560676532768,40.99156820295984]
[1985,9,16,5.2,0,0.74,3.8479999999999999,0,0,0,2.4378560676532768,39.58142427061312]
[1985,9,17,5.3,0,0.74,3.9219999999999997,0,0,0,2.4378560676532768,38.097280338266401]
[1985,9,18,3.4,0,0.74,2.516,0,0,0,2.4378560676532768,38.019136405919681]
[1985,9,19,3.4,13.8,0.74,2.516,0,11.73,0,2.4378560676532768,49.670992473572966]
[1985,9,20,4.4000000000000004,8.8000000000000007,0.74,3.2560000000000002,4.6709924735729658,7.48,0,2.4378560676532768,51.661856067653282]
[1985,9,21,9.6999999999999993,61.7,0.74,7.177999999999999,5,52.445,0,2.4378560676532768,94.366712135306557]
[1985,9,22,2.9,4.3,0.74,2.1459999999999999,5,3.6549999999999998,0,2.4378560676532768,93.313568202959829]
[1985,9,23,4,0,0.74,2.96,5,0,0,2.4378560676532768,87.791424270613106]
[1985,9,24,4.5999999999999996,0,0.74,3.4039999999999999,5,0,0,2.4378560676532768,81.825280338266381]
[1985,9,25,4,0,0.74,2.96,5,0,0,2.4378560676532768,76.303136405919659]
[1985,9,26,5.8,0,0.74,4.2919999999999998,5,0,0,2.4378560676532768,69.448992473572929]
[1985,9,27,6.8,0,0.74,5.032,5,0,0,2.4378560676532768,61.854848541226204]
[1985,9,28,4.4000000000000004,0,0.74,3.2560000000000002,5,0,0,2.4378560676532768,56.036704608879475]
[1985,9,29,4.4000000000000004,19.8,0.74,3.2560000000000002,5,16.830000000000002,0,2.4378560676532768,67.048560676532745]
[1985,9,30,3.5,3,0.74,2.59,5,2.5499999999999998,0,2.4378560676532768,64.44641674418601]
[1985,10,1,2.1,2.8,0.74,1.554,5,2.38,0,2.4378560676532768,62.710272811839275]
[1985,10,2,4,0,0.74,2.96,5,0,0,2.4378560676532768,57.188128879492545]
[1985,10,3,5,0,{"$f":"INDEX($Q$27:$T$27,CEILING((1+MOD(B1958,12))/3,1))","v":0.74},3.7,5,0,0,2.4378560676532768,50.925984947145821]
[1985,10,4,6.2,0,0.74,4.5880000000000001,5,{"$f":"MIN($B$21*E1959,$B$26-L1958+G1959+H1959)","v":0},0,2.4378560676532768,{"$f":"MAX(0,L1958+I1959+K1959-G1959-H1959)","v":43.775841014799099}]
[1985,10,5,4.9000000000000004,0,0.74,{"$f":"IF(2*( L1959/$C$26)  <0.5,D1960*F1960*      4         *(L1959/$C$26),D1960*F1960)","v":3.6260000000000003},{"$f":"MIN($B$22, MAX(0, L1959-$C$26))","v":0},0,{"$f":"MAX(0,L1959+I1960+$B$28-$B$26-H1960-G1960)","v":0},{"$f":"$B$28","v":2.4378560676532768},42.58769708245238]
[1985,10,6,5.4,0,0.74,3.996,0,0,0,2.4378560676532768,41.029553150105656]
[1985,10,7,5.0999999999999996,0,0.74,3.7739999999999996,0,0,0,2.4378560676532768,39.693409217758933]
[1985,10,8,2.6,0.7,0.74,1.9239999999999999,0,0.59499999999999997,0,2.4378560676532768,40.802265285412211]
[1985,10,9,4.8,0,0.74,3.552,0,0,0,2.4378560676532768,39.68812135306549]
[1985,10,10,2.4,0.4,0.74,1.776,0,0.34,0,2.4378560676532768,40.689977420718769]
[1985,10,11,3.8,0,0.74,2.8119999999999998,0,0,0,2.4378560676532768,40.31583348837205]
[1985,10,12,5,0,0.74,3.7,0,0,0,2.4378560676532768,39.053689556025326]
[1985,10,13,3.8,0.4,0.74,2.8119999999999998,0,0.34,0,2.4378560676532768,39.01954562367861]
[1985,10,14,4.9000000000000004,20.5,0.74,3.6260000000000003,0,17.425000000000001,0,2.4378560676532768,55.256401691331888]
[1985,10,15,3,0.8,0.74,2.2199999999999998,5,0.68,0,2.4378560676532768,51.154257758985167]
[1985,10,16,4,0,0.74,2.96,5,0,0,2.4378560676532768,45.632113826638445]
[1985,10,17,4,0.2,0.74,2.96,0.63211382663844518,0.17,0,2.4378560676532768,44.647856067653279]
[1985,10,18,7,21.6,0.74,5.18,0,18.36,0,2.4378560676532768,60.265712135306551]
[1985,10,19,5.4,0,0.74,3.996,5,0,0,2.4378560676532768,53.707568202959827]
[1985,10,20,5.9,27.4,0.74,4.3660000000000005,5,23.29,0,2.4378560676532768,70.069424270613098]
[1985,10,21,4.7,0,0.74,3.4780000000000002,5,0,0,2.4378560676532768,64.029280338266375]
[1985,10,22,6.3,0,0.74,4.6619999999999999,5,0,0,2.4378560676532768,56.805136405919647]
[1985,10,23,5.0999999999999996,5.3,0.74,3.7739999999999996,5,4.5049999999999999,0,2.4378560676532768,54.973992473572928]
[1985,10,24,5.3,0.5,0.74,3.9219999999999997,5,0.42499999999999999,0,2.4378560676532768,48.914848541226206]
[1985,10,25,7.6,0,0.74,5.6239999999999997,3.9148485412262062,0,0,2.4378560676532768,41.813856067653276]
[1985,10,26,5.7,1.3,0.74,4.218,0,1.105,0,2.4378560676532768,41.138712135306548]
[1985,10,27,34.5,85.8,0.74,25.53,0,72.929999999999993,0,2.4378560676532768,90.976568202959811]
[1985,10,28,5.4,1.2,0.74,3.996,5,1.02,0,2.4378560676532768,85.438424270613083]
[1985,10,29,4.5,3.2,0.74,3.33,5,2.72,0,2.4378560676532768,82.266280338266355]
[1985,10,30,4.9000000000000004,0.4,0.74,3.6260000000000003,5,0.34,0,2.4378560676532768,76.418136405919626]
[1985,10,31,6.5,0,0.74,4.8099999999999996,5,0,0,2.4378560676532768,69.045992473572895]
[1985,11,1,5.7,2.2000000000000002,0.74,4.218,5,1.87,0,2.4378560676532768,64.135848541226167]
[1985,11,2,4.4000000000000004,0,0.74,3.2560000000000002,5,0,0,2.4378560676532768,58.317704608879438]
[1985,11,3,4.5,0,0.74,3.33,5,0,0,2.4378560676532768,52.425560676532719]
[1985,11,4,4.5,0.2,0.74,3.33,5,0.17,0,2.4378560676532768,46.703416744186001]
[1985,11,5,4,0,0.74,2.96,1.7034167441860006,0,0,2.4378560676532768,44.477856067653278]
[1985,11,6,4.4000000000000004,0,0.74,3.2560000000000002,0,0,0,2.4378560676532768,43.659712135306556]
[1985,11,7,4,0,0.74,2.96,0,0,0,2.4378560676532768,43.137568202959834]
[1985,11,8,4.3,6.8,0.74,3.1819999999999999,0,5.7799999999999994,0,2.4378560676532768,48.173424270613111]
[1985,11,9,4,0,0.74,2.96,3.1734242706131113,0,0,2.4378560676532768,44.477856067653278]
[1985,11,10,5,0,0.74,3.7,0,0,0,2.4378560676532768,43.215712135306553]
[1985,11,11,5.7,0.1,0.74,4.218,0,8.5000000000000006E-2,0,2.4378560676532768,41.520568202959836]
[1985,11,12,7.8,0,0.74,5.7720000000000002,0,0,0,2.4378560676532768,38.186424270613117]
[1985,11,13,2.7,12,0.74,1.998,0,10.199999999999999,0,2.4378560676532768,48.8262803382664]
[1985,11,14,3,4.3,0.74,2.2199999999999998,3.8262803382664003,3.6549999999999998,0,2.4378560676532768,48.872856067653281]
[1985,11,15,4,0,0.74,2.96,3.8728560676532808,0,0,2.4378560676532768,44.477856067653278]
[1985,11,16,6,0,0.74,4.4399999999999995,0,0,0,2.4378560676532768,42.475712135306559]
[1985,11,17,6,0,0.74,4.4399999999999995,0,0,0,2.4378560676532768,40.473568202959839]
[1985,11,18,6.9,0,0.74,5.1059999999999999,0,0,0,2.4378560676532768,37.805424270613116]
[1985,11,19,6.2,0.8,0.74,4.5880000000000001,0,0.68,0,2.4378560676532768,36.335280338266394]
[1985,11,20,6.2,4.0999999999999996,0.74,4.5880000000000001,0,3.4849999999999994,0,2.4378560676532768,37.670136405919671]
[1985,11,21,5.2,0,0.74,3.8479999999999999,0,0,0,2.4378560676532768,36.25999247357295]
[1985,11,22,3.6,2.8,0.74,2.6640000000000001,0,2.38,0,2.4378560676532768,38.41384854122623]
[1985,11,23,3.7,10,0.74,2.738,0,8.5,0,2.4378560676532768,46.613704608879509]
[1985,11,24,5.5,0,0.74,4.07,1.6137046088795088,0,0,2.4378560676532768,43.367856067653278]
[1985,11,25,3.9,0,0.74,2.8860000000000001,0,0,0,2.4378560676532768,42.919712135306554]
[1985,11,26,4,1.8,0.74,2.96,0,1.53,0,2.4378560676532768,43.927568202959833]
[1985,11,27,3,6.8,0.74,2.2199999999999998,0,5.7799999999999994,0,2.4378560676532768,49.925424270613114]
[1985,11,28,6.1,0,0.74,4.5139999999999993,4.9254242706131137,0,0,2.4378560676532768,42.923856067653283]
[1985,11,29,7,0,0.74,5.18,0,0,0,2.4378560676532768,40.181712135306562]
[1985,11,30,4.5999999999999996,0,0.74,3.4039999999999999,0,0,0,2.4378560676532768,39.215568202959844]
[1985,12,1,5,0,0.78,3.9000000000000004,0,0,0,2.4378560676532768,37.753424270613124]
[1985,12,2,4.0999999999999996,2,0.78,3.198,0,1.7,0,2.4378560676532768,38.693280338266405]
[1985,12,3,4.5,23,0.78,3.5100000000000002,0,19.55,0,2.4378560676532768,57.171136405919682]
[1985,12,4,5.2,0,0.78,4.056,5,0,0,2.4378560676532768,50.552992473572964]
[1985,12,5,2.2000000000000002,0,0.78,1.7160000000000002,5,0,0,2.4378560676532768,46.274848541226241]
[1985,12,6,5.4,0,{"$f":"INDEX($Q$27:$T$27,CEILING((1+MOD(B2022,12))/3,1))","v":0.78},4.2120000000000006,1.2748485412262411,0,0,2.4378560676532768,43.225856067653275]
[1985,12,7,7,0,0.78,5.46,0,{"$f":"MIN($B$21*E2023,$B$26-L2022+G2023+H2023)","v":0},0,2.4378560676532768,{"$f":"MAX(0,L2022+I2023+K2023-G2023-H2023)","v":40.203712135306553}]
[1985,12,8,5.8,0,0.78,{"$f":"IF(2*( L2023/$C$26)  <0.5,D2024*F2024*      4         *(L2023/$C$26),D2024*F2024)","v":4.524},{"$f":"MIN($B$22, MAX(0, L2023-$C$26))","v":0},0,{"$f":"MAX(0,L2023+I2024+$B$28-$B$26-H2024-G2024)","v":0},{"$f":"$B$28","v":2.4378560676532768},38.117568202959831]
[1985,12,9,5.4,28.4,0.78,4.2120000000000006,0,24.139999999999997,0,2.4378560676532768,60.483424270613099]
[1985,12,10,4.0999999999999996,0.1,0.78,3.198,5,8.5000000000000006E-2,0,2.4378560676532768,54.808280338266378]
[1985,12,11,5.8,0,0.78,4.524,5,0,0,2.4378560676532768,47.722136405919656]
[1985,12,12,9.4,0,0.78,7.3320000000000007,2.722136405919656,0,0,2.4378560676532768,40.105856067653278]
[1985,12,13,6.8,0.2,0.78,5.3040000000000003,0,0.17,0,2.4378560676532768,37.409712135306556]
[1985,12,14,6.6,0.2,0.78,5.1479999999999997,0,0.17,0,2.4378560676532768,34.86956820295984]
[1985,12,15,2.8,3.4,0.78,2.1839999999999997,0,2.8899999999999997,0,2.4378560676532768,38.013424270613122]
[1985,12,16,5.7,2.2000000000000002,0.78,4.4460000000000006,0,1.87,0,2.4378560676532768,37.8752803382664]
[1985,12,17,6.3,2.4,0.78,4.9139999999999997,0,2.04,0,2.4378560676532768,37.439136405919676]
[1985,12,18,7.4,0,0.78,5.7720000000000002,0,0,0,2.4378560676532768,34.104992473572956]
[1985,12,19,7.6,0,0.78,5.9279999999999999,0,0,0,2.4378560676532768,30.614848541226234]
[1985,12,20,8,0,0.78,6.24,0,0,0,2.4378560676532768,26.812704608879507]
[1985,12,21,9,0,0.78,7.0200000000000005,0,0,0,2.4378560676532768,22.230560676532786]
[1985,12,22,10.199999999999999,1.4,0.78,7.9559999999999995,0,1.19,0,2.4378560676532768,17.902416744186066]
[1985,12,23,3.1,7.8,0.78,2.4180000000000001,0,6.63,0,2.4378560676532768,24.552272811839345]
[1985,12,24,8.6,0,0.78,6.7080000000000002,0,0,0,2.4378560676532768,20.282128879492625]
[1985,12,25,7.8,0,0.78,6.0839999999999996,0,0,0,2.4378560676532768,16.635984947145904]
[1985,12,26,8,0,0.78,6.24,0,0,0,2.4378560676532768,12.833841014799178]
[1985,12,27,9.3000000000000007,32.6,0.78,7.2540000000000004,0,27.71,0,2.4378560676532768,35.727697082452458]
[1985,12,28,7.5,7.6,0.78,5.8500000000000005,0,6.46,0,2.4378560676532768,38.775553150105736]
[1985,12,29,5.8,0,0.78,4.524,0,0,0,2.4378560676532768,36.689409217759014]
[1985,12,30,5.8,0,0.78,4.524,0,0,0,2.4378560676532768,34.603265285412292]
[1985,12,31,6.6,0,0.78,5.1479999999999997,0,0,0,2.4378560676532768,31.89312135306557]
[1986,1,1,4.9000000000000004,0.9,0.78,3.8220000000000005,0,0.76500000000000001,0,2.4378560676532768,31.273977420718847]
[1986,1,2,4,0.2,0.78,3.12,0,0.17,0,2.4378560676532768,30.761833488372123]
[1986,1,3,7,7,0.78,5.46,0,5.95,0,2.4378560676532768,33.689689556025399]
[1986,1,4,5.8,0,0.78,4.524,0,0,0,2.4378560676532768,31.603545623678677]
[1986,1,5,6.4,0,0.78,4.9920000000000009,0,0,0,2.4378560676532768,29.049401691331955]
[1986,1,6,4.9000000000000004,0.2,0.78,3.8220000000000005,0,0.17,0,2.4378560676532768,27.835257758985232]
[1986,1,7,6.6,14.4,0.78,5.1479999999999997,0,12.24,0,2.4378560676532768,37.365113826638506]
[1986,1,8,7.4,0,0.78,5.7720000000000002,0,0,0,2.4378560676532768,34.030969894291786]
[1986,1,9,6.7,0,0.78,5.226,0,0,0,2.4378560676532768,31.242825961945066]
[1986,1,10,4.2,4,0.78,3.2760000000000002,0,3.4,0,2.4378560676532768,33.804682029598339]
[1986,1,11,2.4,0.2,0.78,1.8719999999999999,0,0.17,0,2.4378560676532768,34.54053809725162]
[1986,1,12,8,0,0.78,6.24,0,0,0,2.4378560676532768,30.738394164904896]
[1986,1,13,9.4,0,0.78,7.3320000000000007,0,0,0,2.4378560676532768,25.844250232558174]
[1986,1,14,7.2,0,0.78,5.6160000000000005,0,0,0,2.4378560676532768,22.666106300211453]
[1986,1,15,5.8,0,0.78,4.524,0,0,0,2.4378560676532768,20.579962367864731]
[1986,1,16,6.6,0,0.78,5.1479999999999997,0,0,0,2.4378560676532768,17.86981843551801]
[1986,1,17,8,0,0.78,6.24,0,0,0,2.4378560676532768,14.067674503171284]
[1986,1,18,20.2,73,0.78,15.756,0,62.05,0,2.4378560676532768,62.799530570824558]
[1986,1,19,3.4,0,0.78,2.6520000000000001,5,0,0,2.4378560676532768,57.585386638477829]
[1986,1,20,6,0.2,0.78,4.68,5,0.17,0,2.4378560676532768,50.513242706131109]
[1986,1,21,7.4,0,0.78,5.7720000000000002,5,0,0,2.4378560676532768,42.179098773784389]
[1986,1,22,5.4,0,0.78,4.2120000000000006,0,0,0,2.4378560676532768,40.404954841437664]
[1986,1,23,5.6,0,0.78,4.3679999999999994,0,0,0,2.4378560676532768,38.474810909090941]
[1986,1,24,0.4,17.2,0.78,0.31200000000000006,0,14.62,0,2.4378560676532768,55.220666976744219]
[1986,1,25,5.6,26.8,0.78,4.3679999999999994,5,22.78,0,2.4378560676532768,71.07052304439749]
[1986,1,26,2,1.4,0.78,1.56,5,1.19,0,2.4378560676532768,68.138379112050757]
[1986,1,27,5.5,0,0.78,4.29,5,0,0,2.4378560676532768,61.286235179704022]
[1986,1,28,6.2,0.2,0.78,4.8360000000000003,5,0.17,0,2.4378560676532768,54.058091247357304]
[1986,1,29,6.4,0.4,0.78,4.9920000000000009,5,0.34,0,2.4378560676532768,46.843947315010581]
[1986,1,30,3.5,1.8,0.78,2.73,1.8439473150105812,1.53,0,2.4378560676532768,46.237856067653283]
[1986,1,31,4.0999999999999996,1,0.78,3.198,1.2378560676532828,0.85,0,2.4378560676532768,45.08985606765328]
[1986,2,1,7,0,0.78,5.46,8.9856067653279581E-2,0,0,2.4378560676532768,41.977856067653278]
[1986,2,2,7.2,0,0.78,5.6160000000000005,0,0,0,2.4378560676532768,38.799712135306557]
[1986,2,3,4.9000000000000004,0,0.78,3.8220000000000005,0,0,0,2.4378560676532768,37.415568202959832]
[1986,2,4,3.4,0.1,0.78,2.6520000000000001,0,8.5000000000000006E-2,0,2.4378560676532768,37.286424270613111]
[1986,2,5,2.9,6,0.78,2.262,0,5.0999999999999996,0,2.4378560676532768,42.56228033826639]
[1986,2,6,3.6,0,0.78,2.8080000000000003,0,0,0,2.4378560676532768,42.192136405919669]
[1986,2,7,5.5,0,0.78,4.29,0,0,0,2.4378560676532768,40.339992473572948]
[1986,2,8,4.5,0,{"$f":"INDEX($Q$27:$T$27,CEILING((1+MOD(B2086,12))/3,1))","v":0.78},3.5100000000000002,0,0,0,2.4378560676532768,39.267848541226229]
[1986,2,9,5.4,3.4,0.78,4.2120000000000006,0,{"$f":"MIN($B$21*E2087,$B$26-L2086+G2087+H2087)","v":2.8899999999999997},0,2.4378560676532768,{"$f":"MAX(0,L2086+I2087+K2087-G2087-H2087)","v":40.383704608879505}]
[1986,2,10,6.3,0,0.78,{"$f":"IF(2*( L2087/$C$26)  <0.5,D2088*F2088*      4         *(L2087/$C$26),D2088*F2088)","v":4.9139999999999997},{"$f":"MIN($B$22, MAX(0, L2087-$C$26))","v":0},0,{"$f":"MAX(0,L2087+I2088+$B$28-$B$26-H2088-G2088)","v":0},{"$f":"$B$28","v":2.4378560676532768},37.907560676532782]
[1986,2,11,6,0,0.78,4.68,0,0,0,2.4378560676532768,35.665416744186061]
[1986,2,12,7,3.2,0.78,5.46,0,2.72,0,2.4378560676532768,35.363272811839337]
[1986,2,13,4.4000000000000004,16.399999999999999,0.78,3.4320000000000004,0,13.939999999999998,0,2.4378560676532768,48.309128879492611]
[1986,2,14,5.0999999999999996,0,0.78,3.9779999999999998,3.3091288794926115,0,0,2.4378560676532768,43.459856067653277]
[1986,2,15,6.3,0.2,0.78,4.9139999999999997,0,0.17,0,2.4378560676532768,41.153712135306556]
[1986,2,16,6,0,0.78,4.68,0,0,0,2.4378560676532768,38.911568202959835]
[1986,2,17,5.5,0.2,0.78,4.29,0,0.17,0,2.4378560676532768,37.229424270613116]
[1986,2,18,6.1,0,0.78,4.758,0,0,0,2.4378560676532768,34.909280338266392]
[1986,2,19,6.9,0,0.78,5.3820000000000006,0,0,0,2.4378560676532768,31.965136405919669]
[1986,2,20,7.8,0,0.78,6.0839999999999996,0,0,0,2.4378560676532768,28.318992473572944]
[1986,2,21,5.7,0.3,0.78,4.4460000000000006,0,0.255,0,2.4378560676532768,26.56584854122622]
[1986,2,22,5.6,0.4,0.78,4.3679999999999994,0,0.34,0,2.4378560676532768,24.9757046088795]
[1986,2,23,6.6,0,0.78,5.1479999999999997,0,0,0,2.4378560676532768,22.265560676532775]
[1986,2,24,7,7.6,0.78,5.46,0,6.46,0,2.4378560676532768,25.70341674418605]
[1986,2,25,3.6,9.1,0.78,2.8080000000000003,0,7.7349999999999994,0,2.4378560676532768,33.068272811839329]
[1986,2,26,5.0999999999999996,4,0.78,3.9779999999999998,0,3.4,0,2.4378560676532768,34.928128879492604]
[1986,2,27,3.6,0,0.78,2.8080000000000003,0,0,0,2.4378560676532768,34.557984947145883]
[1986,2,28,2.4,7.4,0.78,1.8719999999999999,0,6.29,0,2.4378560676532768,41.413841014799161]
[1986,3,1,6.6,0,0.75,4.9499999999999993,0,0,0,2.4378560676532768,38.901697082452444]
[1986,3,2,5.6,0,0.75,4.1999999999999993,0,0,0,2.4378560676532768,37.139553150105726]
[1986,3,3,4.8,0,0.75,3.5999999999999996,0,0,0,2.4378560676532768,35.977409217759003]
[1986,3,4,5.0999999999999996,0,0.75,3.8249999999999997,0,0,0,2.4378560676532768,34.590265285412279]
[1986,3,5,5.2,2.8,0.75,3.9000000000000004,0,2.38,0,2.4378560676532768,35.508121353065562]
[1986,3,6,3.2,0.8,0.75,2.4000000000000004,0,0.68,0,2.4378560676532768,36.225977420718841]
[1986,3,7,2.6,3,0.75,1.9500000000000002,0,2.5499999999999998,0,2.4378560676532768,39.263833488372114]
[1986,3,8,4.5999999999999996,0.8,0.75,3.4499999999999997,0,0.68,0,2.4378560676532768,38.93168955602539]
[1986,3,9,5.6,0,0.75,4.1999999999999993,0,0,0,2.4378560676532768,37.169545623678673]
[1986,3,10,1.3,2,0.75,0.97500000000000009,0,1.7,0,2.4378560676532768,40.332401691331953]
[1986,3,11,6.7,3.6,0.75,5.0250000000000004,0,3.06,0,2.4378560676532768,40.805257758985235]
[1986,3,12,6.3,0,0.75,4.7249999999999996,0,0,0,2.4378560676532768,38.518113826638512]
[1986,3,13,4.8,0.6,0.75,3.5999999999999996,0,0.51,0,2.4378560676532768,37.865969894291787]
[1986,3,14,5.2,0,0.75,3.9000000000000004,0,0,0,2.4378560676532768,36.403825961945067]
[1986,3,15,4.4000000000000004,0,0.75,3.3000000000000003,0,0,0,2.4378560676532768,35.541682029598348]
[1986,3,16,5.2,0,0.75,3.9000000000000004,0,0,0,2.4378560676532768,34.079538097251628]
[1986,3,17,7,7.8,0.75,5.25,0,6.63,0,2.4378560676532768,37.89739416490491]
[1986,3,18,5,0,0.75,3.75,0,0,0,2.4378560676532768,36.585250232558188]
[1986,3,19,4,0,0.75,3,0,0,0,2.4378560676532768,36.023106300211467]
[1986,3,20,4.4000000000000004,2.2000000000000002,0.75,3.3000000000000003,0,1.87,0,2.4378560676532768,37.030962367864745]
[1986,3,21,3.3,0.3,0.75,2.4749999999999996,0,0.255,0,2.4378560676532768,37.248818435518025]
[1986,3,22,4,0,0.75,3,0,0,0,2.4378560676532768,36.686674503171304]
[1986,3,23,3.5,6,0.75,2.625,0,5.0999999999999996,0,2.4378560676532768,41.599530570824584]
[1986,3,24,3.4,0.6,0.75,2.5499999999999998,0,0.51,0,2.4378560676532768,41.997386638477863]
[1986,3,25,5.2,14.8,0.75,3.9000000000000004,0,12.58,0,2.4378560676532768,53.115242706131141]
[1986,3,26,3,7.5,0.75,2.25,5,6.375,0,2.4378560676532768,54.67809877378442]
[1986,3,27,2.4,1,0.75,1.7999999999999998,5,0.85,0,2.4378560676532768,51.165954841437703]
[1986,3,28,4.5999999999999996,0,0.75,3.4499999999999997,5,0,0,2.4378560676532768,45.153810909090978]
[1986,3,29,3,4.2,0.75,2.25,0.1538109090909785,3.57,0,2.4378560676532768,48.757856067653279]
[1986,3,30,2.9,11.6,0.75,2.1749999999999998,3.7578560676532788,9.86,0,2.4378560676532768,55.122856067653281]
[1986,3,31,2.4,5.6,0.75,1.7999999999999998,5,4.76,0,2.4378560676532768,55.52071213530656]
[1986,4,1,5.8,6.9,0.75,4.3499999999999996,5,5.8650000000000002,0,2.4378560676532768,54.473568202959839]
[1986,4,2,3.6,2.8,0.75,2.7,5,2.38,0,2.4378560676532768,51.591424270613118]
[1986,4,3,3.5,0,0.75,2.625,5,0,0,2.4378560676532768,46.404280338266396]
[1986,4,4,4.4000000000000004,0,0.75,3.3000000000000003,1.4042803382663962,0,0,2.4378560676532768,44.137856067653281]
[1986,4,5,4.5999999999999996,0,0.75,3.4499999999999997,0,0,0,2.4378560676532768,43.125712135306557]
[1986,4,6,6.2,0,0.75,4.6500000000000004,0,0,0,2.4378560676532768,40.913568202959837]
[1986,4,7,4.9000000000000004,3.4,0.75,3.6750000000000003,0,2.8899999999999997,0,2.4378560676532768,42.566424270613119]
[1986,4,8,3,1.6,0.75,2.25,0,1.36,0,2.4378560676532768,44.114280338266397]
[1986,4,9,3.2,0,0.75,2.4000000000000004,0,0,0,2.4378560676532768,44.152136405919677]
[1986,4,10,4.8,0.6,0.75,3.5999999999999996,0,0.51,0,2.4378560676532768,43.499992473572952]
[1986,4,11,4.3,4.5999999999999996,0.75,3.2249999999999996,0,3.9099999999999997,0,2.4378560676532768,46.622848541226226]
[1986,4,12,4.5,0,0.75,3.375,1.6228485412262259,0,0,2.4378560676532768,44.062856067653279]
[1986,4,13,4,0,{"$f":"INDEX($Q$27:$T$27,CEILING((1+MOD(B2150,12))/3,1))","v":0.75},3,0,0,0,2.4378560676532768,43.500712135306557]
[1986,4,14,3.6,11.6,0.75,2.7,0,{"$f":"MIN($B$21*E2151,$B$26-L2150+G2151+H2151)","v":9.86},0,2.4378560676532768,{"$f":"MAX(0,L2150+I2151+K2151-G2151-H2151)","v":53.098568202959832}]
[1986,4,15,4.3,10.6,0.75,{"$f":"IF(2*( L2151/$C$26)  <0.5,D2152*F2152*      4         *(L2151/$C$26),D2152*F2152)","v":3.2249999999999996},{"$f":"MIN($B$22, MAX(0, L2151-$C$26))","v":5},9.01,{"$f":"MAX(0,L2151+I2152+$B$28-$B$26-H2152-G2152)","v":0},{"$f":"$B$28","v":2.4378560676532768},56.3214242706131]
[1986,4,16,3.2,12.8,0.75,2.4000000000000004,5,10.88,0,2.4378560676532768,62.239280338266369]
[1986,4,17,3.4,3.6,0.75,2.5499999999999998,5,3.06,0,2.4378560676532768,60.187136405919645]
[1986,4,18,4,35.200000000000003,0.75,3,5,29.92,0,2.4378560676532768,84.544992473572918]
[1986,4,19,4,0,0.75,3,5,0,0,2.4378560676532768,78.98284854122619]
[1986,4,20,3.9,0,0.75,2.9249999999999998,5,0,0,2.4378560676532768,73.495704608879464]
[1986,4,21,3.8,0,0.75,2.8499999999999996,5,0,0,2.4378560676532768,68.083560676532741]
[1986,4,22,3.3,0,0.75,2.4749999999999996,5,0,0,2.4378560676532768,63.046416744186018]
[1986,4,23,3.3,0.3,0.75,2.4749999999999996,5,0.255,0,2.4378560676532768,58.264272811839298]
[1986,4,24,3.2,0.4,0.75,2.4000000000000004,5,0.34,0,2.4378560676532768,53.642128879492581]
[1986,4,25,3.8,0,0.75,2.8499999999999996,5,0,0,2.4378560676532768,48.229984947145859]
[1986,4,26,6.2,0,0.75,4.6500000000000004,3.2299849471458586,0,0,2.4378560676532768,42.78785606765328]
[1986,4,27,4.4000000000000004,0.2,0.75,3.3000000000000003,0,0.17,0,2.4378560676532768,42.095712135306563]
[1986,4,28,3.4,0.2,0.75,2.5499999999999998,0,0.17,0,2.4378560676532768,42.153568202959846]
[1986,4,29,3.4,0,0.75,2.5499999999999998,0,0,0,2.4378560676532768,42.041424270613128]
[1986,4,30,2.1,0.2,0.75,1.5750000000000002,0,0.17,0,2.4378560676532768,43.074280338266405]
[1986,5,1,2.9,0.8,0.75,2.1749999999999998,0,0.68,0,2.4378560676532768,44.017136405919686]
[1986,5,2,2.1,9.8000000000000007,0.75,1.5750000000000002,0,8.33,0,2.4378560676532768,53.20999247357296]
[1986,5,3,3.1,40.4,0.75,2.3250000000000002,5,34.339999999999996,0,2.4378560676532768,82.662848541226225]
[1986,5,4,2.1,16.600000000000001,0.75,1.5750000000000002,5,14.110000000000001,0,2.4378560676532768,92.635704608879493]
[1986,5,5,3,24.6,0.75,2.25,5,20.91,0,2.4378560676532768,108.73356067653276]
[1986,5,6,3.1,5,0.75,2.3250000000000002,5,4.25,0,2.4378560676532768,108.09641674418603]
[1986,5,7,0.2,2,0.75,0.15000000000000002,5,1.7,0,2.4378560676532768,107.0842728118393]
[1986,5,8,2,0,0.75,1.5,5,0,0,2.4378560676532768,103.02212887949257]
[1986,5,9,1.8,3.4,0.75,1.35,5,2.8899999999999997,0,2.4378560676532768,101.99998494714585]
[1986,5,10,1.4,0.3,0.75,1.0499999999999998,5,0.255,0,2.4378560676532768,98.642841014799117]
[1986,5,11,3.9,17.600000000000001,0.75,2.9249999999999998,5,14.96,0,2.4378560676532768,108.11569708245239]
[1986,5,12,2.2000000000000002,23,0.75,1.6500000000000001,5,9.5343029175476151,2.4378560676532768,2.4378560676532768,113.43785606765327]
[1986,5,13,2.1,0,0.75,1.5750000000000002,5,0,0,2.4378560676532768,109.30071213530654]
[1986,5,14,2.2000000000000002,0,0.75,1.6500000000000001,5,0,0,2.4378560676532768,105.08856820295981]
[1986,5,15,2.4,0,0.75,1.7999999999999998,5,0,0,2.4378560676532768,100.72642427061308]
[1986,5,16,3.5,0,0.75,2.625,5,0,0,2.4378560676532768,95.539280338266352]
[1986,5,17,2.2999999999999998,0,0.75,1.7249999999999999,5,0,0,2.4378560676532768,91.252136405919629]
[1986,5,18,2.1,0,0.75,1.5750000000000002,5,0,0,2.4378560676532768,87.114992473572897]
[1986,5,19,3.3,0,0.75,2.4749999999999996,5,0,0,2.4378560676532768,82.077848541226174]
[1986,5,20,6.1,0,0.75,4.5749999999999993,5,0,0,2.4378560676532768,74.940704608879443]
[1986,5,21,3.2,0,0.75,2.4000000000000004,5,0,0,2.4378560676532768,69.978560676532709]
[1986,5,22,2.4,0,0.75,1.7999999999999998,5,0,0,2.4378560676532768,65.616416744185983]
[1986,5,23,3.9,0,0.75,2.9249999999999998,5,0,0,2.4378560676532768,60.129272811839257]
[1986,5,24,2.7,0,0.75,2.0250000000000004,5,0,0,2.4378560676532768,55.542128879492537]
[1986,5,25,5.2,0,0.75,3.9000000000000004,5,0,0,2.4378560676532768,49.079984947145817]
[1986,5,26,3.1,0,0.75,2.3250000000000002,4.0799849471458174,0,0,2.4378560676532768,45.112856067653276]
[1986,5,27,2.8,0,0.75,2.0999999999999996,0.11285606765327572,0,0,2.4378560676532768,45.337856067653277]
[1986,5,28,1.7,0,0.75,1.2749999999999999,0.33785606765327714,0,0,2.4378560676532768,46.16285606765328]
[1986,5,29,2.5,0,0.75,1.875,1.16285606765328,0,0,2.4378560676532768,45.562856067653279]
[1986,5,30,3.2,7.8,0.75,2.4000000000000004,0.56285606765327856,6.63,0,2.4378560676532768,51.667856067653283]
[1986,5,31,2.9,1.2,0.75,2.1749999999999998,5,1.02,0,2.4378560676532768,47.950712135306567]
[1986,6,1,3.2,10.7,0.66,2.1120000000000001,2.9507121353065671,9.0949999999999989,0,2.4378560676532768,54.420856067653276]
[1986,6,2,1.4,34.4,0.66,0.92399999999999993,5,29.24,0,2.4378560676532768,80.174712135306535]
[1986,6,3,1.6,8.1999999999999993,0.66,1.056,5,6.9699999999999989,0,2.4378560676532768,83.526568202959808]
[1986,6,4,1.6,1.4,0.66,1.056,5,1.19,0,2.4378560676532768,81.09842427061308]
[1986,6,5,2.5,0.2,0.66,1.6500000000000001,5,0.17,0,2.4378560676532768,77.056280338266347]
[1986,6,6,0.9,0,0.66,0.59400000000000008,5,0,0,2.4378560676532768,73.900136405919625]
[1986,6,7,2,0,0.66,1.32,5,0,0,2.4378560676532768,70.017992473572903]
[1986,6,8,2,0,0.66,1.32,5,0,0,2.4378560676532768,66.135848541226181]
[1986,6,9,4.2,0,0.66,2.7720000000000002,5,0,0,2.4378560676532768,60.801704608879447]
[1986,6,10,3.4,0,0.66,2.2440000000000002,5,0,0,2.4378560676532768,55.995560676532726]
[1986,6,11,1.6,6.4,0.66,1.056,5,5.44,0,2.4378560676532768,57.817416744186005]
[1986,6,12,1.6,0,0.66,1.056,5,0,0,2.4378560676532768,54.199272811839286]
[1986,6,13,2.4,0,0.66,1.5840000000000001,5,0,0,2.4378560676532768,50.053128879492562]
[1986,6,14,1.1000000000000001,0,0.66,0.72600000000000009,5,0,0,2.4378560676532768,46.764984947145841]
[1986,6,15,4.3,42,0.66,2.8380000000000001,1.764984947145841,35.699999999999996,0,2.4378560676532768,80.29985606765328]
[1986,6,16,1.4,0,{"$f":"INDEX($Q$27:$T$27,CEILING((1+MOD(B2214,12))/3,1))","v":0.66},0.92399999999999993,5,0,0,2.4378560676532768,76.813712135306545]
[1986,6,17,2.1,2.8,0.66,1.3860000000000001,5,{"$f":"MIN($B$21*E2215,$B$26-L2214+G2215+H2215)","v":2.38},0,2.4378560676532768,{"$f":"MAX(0,L2214+I2215+K2215-G2215-H2215)","v":75.245568202959817}]
[1986,6,18,1.2,2.2000000000000002,0.66,{"$f":"IF(2*( L2215/$C$26)  <0.5,D2216*F2216*      4         *(L2215/$C$26),D2216*F2216)","v":0.79200000000000004},{"$f":"MIN($B$22, MAX(0, L2215-$C$26))","v":5},1.87,{"$f":"MAX(0,L2215+I2216+$B$28-$B$26-H2216-G2216)","v":0},{"$f":"$B$28","v":2.4378560676532768},73.761424270613091]
[1986,6,19,2.4,0,0.66,1.5840000000000001,5,0,0,2.4378560676532768,69.615280338266359]
[1986,6,20,3.9,0,0.66,2.5739999999999998,5,0,0,2.4378560676532768,64.479136405919633]
[1986,6,21,1.2,0,0.66,0.79200000000000004,5,0,0,2.4378560676532768,61.124992473572902]
[1986,6,22,2.7,0,0.66,1.7820000000000003,5,0,0,2.4378560676532768,56.780848541226177]
[1986,6,23,2.5,0,0.66,1.6500000000000001,5,0,0,2.4378560676532768,52.568704608879457]
[1986,6,24,2.8,0,0.66,1.8479999999999999,5,0,0,2.4378560676532768,48.158560676532737]
[1986,6,25,2.7,0.3,0.66,1.7820000000000003,3.158560676532737,0.255,0,2.4378560676532768,45.910856067653278]
[1986,6,26,1.9,0,0.66,1.254,0.91085606765327753,0,0,2.4378560676532768,46.183856067653281]
[1986,6,27,3.4,0,0.66,2.2440000000000002,1.1838560676532808,0,0,2.4378560676532768,45.193856067653279]
[1986,6,28,3.4,0,0.66,2.2440000000000002,0.19385606765327879,0,0,2.4378560676532768,45.193856067653279]
[1986,6,29,3,0,0.66,1.98,0.19385606765327879,0,0,2.4378560676532768,45.457856067653282]
[1986,6,30,2.5,0,0.66,1.6500000000000001,0.45785606765328168,0,0,2.4378560676532768,45.78785606765328]
[1986,7,1,2.2999999999999998,0,0.66,1.518,0.78785606765327998,0,0,2.4378560676532768,45.919856067653278]
[1986,7,2,1.1000000000000001,0,0.66,0.72600000000000009,0.91985606765327788,0,0,2.4378560676532768,46.711856067653279]
[1986,7,3,2.1,0.4,0.66,1.3860000000000001,1.7118560676532795,0.34,0,2.4378560676532768,46.391856067653279]
[1986,7,4,1.3,0.5,0.66,0.8580000000000001,1.3918560676532792,0.42499999999999999,0,2.4378560676532768,47.004856067653279]
[1986,7,5,1.1000000000000001,0.9,0.66,0.72600000000000009,2.0048560676532787,0.76500000000000001,0,2.4378560676532768,47.47685606765328]
[1986,7,6,4.7,0,0.66,3.1020000000000003,2.47685606765328,0,0,2.4378560676532768,44.335856067653275]
[1986,7,7,2.4,0,0.66,1.5840000000000001,0,0,0,2.4378560676532768,45.18971213530655]
[1986,7,8,2.2000000000000002,0,0.66,1.4520000000000002,0.18971213530655007,0,0,2.4378560676532768,45.98585606765328]
[1986,7,9,4.4000000000000004,0,0.66,2.9040000000000004,0.98585606765328038,0,0,2.4378560676532768,44.533856067653275]
[1986,7,10,4.5999999999999996,0,0.66,3.036,0,0,0,2.4378560676532768,43.935712135306552]
[1986,7,11,3.6,0,0.66,2.3760000000000003,0,0,0,2.4378560676532768,43.997568202959833]
[1986,7,12,2.4,0,0.66,1.5840000000000001,0,0,0,2.4378560676532768,44.851424270613109]
[1986,7,13,1.6,21.4,0.66,1.056,0,18.189999999999998,0,2.4378560676532768,64.42328033826638]
[1986,7,14,3,15,0.66,1.98,5,12.75,0,2.4378560676532768,72.631136405919648]
[1986,7,15,2,8,0.66,1.32,5,6.8,0,2.4378560676532768,75.548992473572923]
[1986,7,16,1.8,6.8,0.66,1.1880000000000002,5,5.7799999999999994,0,2.4378560676532768,77.578848541226193]
[1986,7,17,3.4,0,0.66,2.2440000000000002,5,0,0,2.4378560676532768,72.772704608879465]
[1986,7,18,3.9,5.6,0.66,2.5739999999999998,5,4.76,0,2.4378560676532768,72.396560676532744]
[1986,7,19,2.9,0,0.66,1.9139999999999999,5,0,0,2.4378560676532768,67.920416744186014]
[1986,7,20,2.5,0,0.66,1.6500000000000001,5,0,0,2.4378560676532768,63.708272811839279]
[1986,7,21,2.6,0,0.66,1.7160000000000002,5,0,0,2.4378560676532768,59.430128879492557]
[1986,7,22,2.8,1,0.66,1.8479999999999999,5,0.85,0,2.4378560676532768,55.869984947145838]
[1986,7,23,3,0.1,0.66,1.98,5,8.5000000000000006E-2,0,2.4378560676532768,51.41284101479912]
[1986,7,24,2.2000000000000002,0,0.66,1.4520000000000002,5,0,0,2.4378560676532768,47.398697082452401]
[1986,7,25,2.2000000000000002,0,0.66,1.4520000000000002,2.3986970824524008,0,0,2.4378560676532768,45.98585606765328]
[1986,7,26,6,0,0.66,3.96,0.98585606765328038,0,0,2.4378560676532768,43.477856067653278]
[1986,7,27,2.5,0.5,0.66,1.6500000000000001,0,0.42499999999999999,0,2.4378560676532768,44.690712135306555]
[1986,7,28,1.1000000000000001,12.4,0.66,0.72600000000000009,0,10.54,0,2.4378560676532768,56.942568202959833]
[1986,7,29,1.8,0,0.66,1.1880000000000002,5,0,0,2.4378560676532768,53.19242427061311]
[1986,7,30,1.5,2.8,0.66,0.99,5,2.38,0,2.4378560676532768,52.020280338266389]
[1986,7,31,2.6,0,0.66,1.7160000000000002,5,0,0,2.4378560676532768,47.742136405919666]
[1986,8,1,3.6,0,0.66,2.3760000000000003,2.7421364059196662,0,0,2.4378560676532768,45.061856067653281]
[1986,8,2,3.2,0,0.66,2.1120000000000001,6.1856067653280888E-2,0,0,2.4378560676532768,45.325856067653277]
[1986,8,3,4.7,0,0.66,3.1020000000000003,0.32585606765327668,0,0,2.4378560676532768,44.335856067653282]
[1986,8,4,1.8,3.4,0.66,1.1880000000000002,0,2.8899999999999997,0,2.4378560676532768,48.475712135306559]
[1986,8,5,2.5,7,0.66,1.6500000000000001,3.4757121353065585,5.95,0,2.4378560676532768,51.737856067653283]
[1986,8,6,5.0999999999999996,0,0.66,3.3660000000000001,5,0,0,2.4378560676532768,45.809712135306562]
[1986,8,7,2.7,0.4,0.66,1.7820000000000003,0.80971213530656172,0.34,0,2.4378560676532768,45.995856067653278]
[1986,8,8,3.4,0,0.66,2.2440000000000002,0.99585606765327839,0,0,2.4378560676532768,45.193856067653279]
[1986,8,9,2.8,1.8,0.66,1.8479999999999999,0.19385606765327879,1.53,0,2.4378560676532768,47.119856067653281]
[1986,8,10,2.8,0.6,0.66,1.8479999999999999,2.1198560676532807,0.51,0,2.4378560676532768,46.099856067653278]
[1986,8,11,2.7,0,0.66,1.7820000000000003,1.0998560676532776,0,0,2.4378560676532768,45.655856067653275]
[1986,8,12,2.9,0,0.66,1.9139999999999999,0.65585606765327498,0,0,2.4378560676532768,45.523856067653277]
[1986,8,13,2.2999999999999998,0.2,0.66,1.518,0.52385606765327708,0.17,0,2.4378560676532768,46.08985606765328]
[1986,8,14,2.1,0,0.66,1.3860000000000001,1.0898560676532796,0,0,2.4378560676532768,46.051856067653276]
[1986,8,15,2.2000000000000002,3.6,0.66,1.4520000000000002,1.0518560676532758,3.06,0,2.4378560676532768,49.045856067653283]
[1986,8,16,0.8,4.2,0.66,0.52800000000000002,4.0458560676532827,3.57,0,2.4378560676532768,50.47985606765328]
[1986,8,17,3.9,0,0.66,2.5739999999999998,5,0,0,2.4378560676532768,45.343712135306561]
[1986,8,18,0.4,0,0.66,0.26400000000000001,0.34371213530656064,0,0,2.4378560676532768,47.173856067653276]
[1986,8,19,4.2,0,{"$f":"INDEX($Q$27:$T$27,CEILING((1+MOD(B2278,12))/3,1))","v":0.66},2.7720000000000002,2.1738560676532757,0,0,2.4378560676532768,44.66585606765328]
[1986,8,20,3,0,0.66,1.98,0,{"$f":"MIN($B$21*E2279,$B$26-L2278+G2279+H2279)","v":0},0,2.4378560676532768,{"$f":"MAX(0,L2278+I2279+K2279-G2279-H2279)","v":45.123712135306562}]
[1986,8,21,3.2,3,0.66,{"$f":"IF(2*( L2279/$C$26)  <0.5,D2280*F2280*      4         *(L2279/$C$26),D2280*F2280)","v":2.1120000000000001},{"$f":"MIN($B$22, MAX(0, L2279-$C$26))","v":0.12371213530656178},2.5499999999999998,{"$f":"MAX(0,L2279+I2280+$B$28-$B$26-H2280-G2280)","v":0},{"$f":"$B$28","v":2.4378560676532768},47.875856067653274]
[1986,8,22,1.2,2.2000000000000002,0.66,0.79200000000000004,2.8758560676532738,1.87,0,2.4378560676532768,48.515856067653274]
[1986,8,23,1.5,2,0.66,0.99,3.5158560676532744,1.7,0,2.4378560676532768,48.147856067653279]
[1986,8,24,2.6,0,0.66,1.7160000000000002,3.1478560676532794,0,0,2.4378560676532768,45.721856067653277]
[1986,8,25,2.6,0.4,0.66,1.7160000000000002,0.72185606765327748,0.34,0,2.4378560676532768,46.061856067653281]
[1986,8,26,4.7,0,0.66,3.1020000000000003,1.0618560676532809,0,0,2.4378560676532768,44.335856067653282]
[1986,8,27,4.8,0,0.66,3.1680000000000001,0,0,0,2.4378560676532768,43.605712135306561]
[1986,8,28,3.2,0,0.66,2.1120000000000001,0,0,0,2.4378560676532768,43.931568202959838]
[1986,8,29,3,0.2,0.66,1.98,0,0.17,0,2.4378560676532768,44.559424270613121]
[1986,8,30,4,0,0.66,2.64,0,0,0,2.4378560676532768,44.357280338266399]
[1986,8,31,5.8,0.6,0.66,3.8279999999999998,0,0.51,0,2.4378560676532768,43.477136405919673]
[1986,9,1,4.5,0,0.74,3.33,0,0,0,2.4378560676532768,42.584992473572953]
[1986,9,2,2.6,0,0.74,1.9239999999999999,0,0,0,2.4378560676532768,43.098848541226232]
[1986,9,3,3.3,0,0.74,2.4419999999999997,0,0,0,2.4378560676532768,43.09470460887951]
[1986,9,4,3.9,0,0.74,2.8860000000000001,0,0,0,2.4378560676532768,42.646560676532786]
[1986,9,5,4.5999999999999996,0,0.74,3.4039999999999999,0,0,0,2.4378560676532768,41.680416744186061]
[1986,9,6,5,0,0.74,3.7,0,0,0,2.4378560676532768,40.418272811839337]
[1986,9,7,5.6,0,0.74,4.1440000000000001,0,0,0,2.4378560676532768,38.712128879492617]
[1986,9,8,4.2,0,0.74,3.1080000000000001,0,0,0,2.4378560676532768,38.041984947145899]
[1986,9,9,3.9,0,0.74,2.8860000000000001,0,0,0,2.4378560676532768,37.593841014799175]
[1986,9,10,3.9,0,0.74,2.8860000000000001,0,0,0,2.4378560676532768,37.14569708245245]
[1986,9,11,4,0,0.74,2.96,0,0,0,2.4378560676532768,36.623553150105728]
[1986,9,12,3.2,1.6,0.74,2.3679999999999999,0,1.36,0,2.4378560676532768,38.053409217759004]
[1986,9,13,5.2,0.3,0.74,3.8479999999999999,0,0.255,0,2.4378560676532768,36.898265285412286]
[1986,9,14,4,0,0.74,2.96,0,0,0,2.4378560676532768,36.376121353065564]
[1986,9,15,6.2,0,0.74,4.5880000000000001,0,0,0,2.4378560676532768,34.225977420718841]
[1986,9,16,4.3,0.3,0.74,3.1819999999999999,0,0.255,0,2.4378560676532768,33.73683348837212]
[1986,9,17,2.8,0.2,0.74,2.0720000000000001,0,0.17,0,2.4378560676532768,34.272689556025398]
[1986,9,18,8.8000000000000007,0,0.74,6.5120000000000005,0,0,0,2.4378560676532768,30.198545623678676]
[1986,9,19,6.9,0,0.74,5.1059999999999999,0,0,0,2.4378560676532768,27.530401691331953]
[1986,9,20,6.2,0,0.74,4.5880000000000001,0,0,0,2.4378560676532768,25.380257758985231]
[1986,9,21,4.2,0,0.74,3.1080000000000001,0,0,0,2.4378560676532768,24.710113826638509]
[1986,9,22,3.5,0.3,0.74,2.59,0,0.255,0,2.4378560676532768,24.812969894291786]
[1986,9,23,4.4000000000000004,0,0.74,3.2560000000000002,0,0,0,2.4378560676532768,23.994825961945061]
[1986,9,24,4,0,0.74,2.96,0,0,0,2.4378560676532768,23.472682029598339]
[1986,9,25,3.7,0.9,0.74,2.738,0,0.76500000000000001,0,2.4378560676532768,23.937538097251618]
[1986,9,26,4,0,0.74,2.96,0,0,0,2.4378560676532768,23.415394164904896]
[1986,9,27,6,0,0.74,4.4399999999999995,0,0,0,2.4378560676532768,21.413250232558177]
[1986,9,28,4,0,0.74,2.96,0,0,0,2.4378560676532768,20.891106300211455]
[1986,9,29,4.0999999999999996,0.1,0.74,3.0339999999999998,0,8.5000000000000006E-2,0,2.4378560676532768,20.379962367864735]
[1986,9,30,2.9,2.4,0.74,2.1459999999999999,0,2.04,0,2.4378560676532768,22.711818435518012]
[1986,10,1,4,13.4,0.74,2.96,0,11.39,0,2.4378560676532768,33.57967450317129]
[1986,10,2,3.7,12,0.74,2.738,0,10.199999999999999,0,2.4378560676532768,43.479530570824572]
[1986,10,3,5.2,0.2,0.74,3.8479999999999999,0,0.17,0,2.4378560676532768,42.239386638477853]
[1986,10,4,5.6,0.8,0.74,4.1440000000000001,0,0.68,0,2.4378560676532768,41.213242706131133]
[1986,10,5,5.0999999999999996,0,0.74,3.7739999999999996,0,0,0,2.4378560676532768,39.877098773784411]
[1986,10,6,4.7,0.2,0.74,3.4780000000000002,0,0.17,0,2.4378560676532768,39.00695484143769]
[1986,10,7,2.7,1,0.74,1.998,0,0.85,0,2.4378560676532768,40.296810909090972]
[1986,10,8,4.9000000000000004,0.2,0.74,3.6260000000000003,0,0.17,0,2.4378560676532768,39.278666976744255]
[1986,10,9,3.4,0.3,0.74,2.516,0,0.255,0,2.4378560676532768,39.455523044397538]
[1986,10,10,2.7,0.2,0.74,1.998,0,0.17,0,2.4378560676532768,40.06537911205082]
[1986,10,11,10.199999999999999,0,0.74,7.5479999999999992,0,0,0,2.4378560676532768,34.955235179704097]
[1986,10,12,5.2,0,0.74,3.8479999999999999,0,0,0,2.4378560676532768,33.545091247357377]
[1986,10,13,5.3,0,0.74,3.9219999999999997,0,0,0,2.4378560676532768,32.060947315010658]
[1986,10,14,5.8,0,0.74,4.2919999999999998,0,0,0,2.4378560676532768,30.206803382663935]
[1986,10,15,6.7,0,0.74,4.9580000000000002,0,0,0,2.4378560676532768,27.686659450317215]
[1986,10,16,5,0.4,0.74,3.7,0,0.34,0,2.4378560676532768,26.764515517970491]
[1986,10,17,3,0,0.74,2.2199999999999998,0,0,0,2.4378560676532768,26.982371585623767]
[1986,10,18,4.8,0,0.74,3.552,0,0,0,2.4378560676532768,25.868227653277046]
[1986,10,19,5.4,0,0.74,3.996,0,0,0,2.4378560676532768,24.310083720930326]
[1986,10,20,8,1.6,0.74,5.92,0,1.36,0,2.4378560676532768,22.187939788583598]
[1986,10,21,8.3000000000000007,0,0.74,6.1420000000000003,0,0,0,2.4378560676532768,18.483795856236878]
[1986,10,22,6.6,0,{"$f":"INDEX($Q$27:$T$27,CEILING((1+MOD(B2342,12))/3,1))","v":0.74},4.8839999999999995,0,0,0,2.4378560676532768,16.037651923890152]
[1986,10,23,7.8,6.3,0.74,5.7720000000000002,0,{"$f":"MIN($B$21*E2343,$B$26-L2342+G2343+H2343)","v":5.3549999999999995},0,2.4378560676532768,{"$f":"MAX(0,L2342+I2343+K2343-G2343-H2343)","v":18.058507991543429}]
[1986,10,24,5.4,0,0.74,{"$f":"IF(2*( L2343/$C$26)  <0.5,D2344*F2344*      4         *(L2343/$C$26),D2344*F2344)","v":3.996},{"$f":"MIN($B$22, MAX(0, L2343-$C$26))","v":0},0,{"$f":"MAX(0,L2343+I2344+$B$28-$B$26-H2344-G2344)","v":0},{"$f":"$B$28","v":2.4378560676532768},16.500364059196709]
[1986,10,25,7.5,0,0.74,5.55,0,0,0,2.4378560676532768,13.388220126849983]
[1986,10,26,9.4,0,0.74,6.9560000000000004,0,0,0,2.4378560676532768,8.8700761945032589]
[1986,10,27,6.4,0,0.74,3.7341049650815497,0,0,0,2.4378560676532768,7.5738272970749865]
[1986,10,28,2.4,2,0.74,1.1956548692982378,0,1.7,0,2.4378560676532768,10.516028495430024]
[1986,10,29,4.7,2.8,0.74,3.2510886317427223,0,2.38,0,2.4378560676532768,12.082795931340577]
[1986,10,30,6.2,0,0.74,4.5880000000000001,0,0,0,2.4378560676532768,9.9326519989938546]
[1986,10,31,5.3,0,0.74,3.4627432124492352,0,0,0,2.4378560676532768,8.9077648541978967]
[1986,11,1,7.8,0.2,0.74,4.570277221193801,0,0.17,0,2.4378560676532768,6.9453437006573724]
[1986,11,2,3.6,4.2,0.74,1.6446573883156657,0,3.57,0,2.4378560676532768,11.308542379994982]
[1986,11,3,5.6,0,0.74,4.1440000000000001,0,0,0,2.4378560676532768,9.6023984476482589]
[1986,11,4,5.2,0,0.74,3.2844470423600445,0,0,0,2.4378560676532768,8.7558074729414912]
[1986,11,5,5,0,0.74,2.8796877911007575,0,0,0,2.4378560676532768,8.313975749494011]
[1986,11,6,5.0999999999999996,0.4,0.74,2.789061731430257,0,0.34,0,2.4378560676532768,8.3027700857170306]
[1986,11,7,5.8,0,0.74,3.1675990407019996,0,0,0,2.4378560676532768,7.5730271126683082]
[1986,11,8,8,0,0.74,3.9850951561774566,0,0,0,2.4378560676532768,6.0257880241441288]
[1986,11,9,6.9,40,0.74,2.7349043245582152,0,34,0,2.4378560676532768,39.72873976723919]
[1986,11,10,2.4,3.2,0.74,1.776,0,2.72,0,2.4378560676532768,43.110595834892464]
[1986,11,11,5.0999999999999996,0.1,0.74,3.7739999999999996,0,8.5000000000000006E-2,0,2.4378560676532768,41.859451902545743]
[1986,11,12,7.5,0,0.74,5.55,0,0,0,2.4378560676532768,38.747307970199024]
[1986,11,13,3.3,9.6,0.74,2.4419999999999997,0,8.16,0,2.4378560676532768,46.903164037852306]
[1986,11,14,2.8,4.5999999999999996,0.74,2.0720000000000001,1.9031640378523065,3.9099999999999997,0,2.4378560676532768,49.275856067653272]
[1986,11,15,3.7,35.200000000000003,0.74,2.738,4.2758560676532724,29.92,0,2.4378560676532768,74.619856067653274]
[1986,11,16,4.3,5.6,0.74,3.1819999999999999,5,4.76,0,2.4378560676532768,73.635712135306548]
[1986,11,17,5.4,0,0.74,3.996,5,0,0,2.4378560676532768,67.077568202959824]
[1986,11,18,6.1,0,0.74,4.5139999999999993,5,0,0,2.4378560676532768,60.0014242706131]
[1986,11,19,10.4,11.6,0.74,7.6959999999999997,5,9.86,0,2.4378560676532768,59.603280338266373]
[1986,11,20,8,0,0.74,5.92,5,0,0,2.4378560676532768,51.12113640591965]
[1986,11,21,5.3,0,0.74,3.9219999999999997,5,0,0,2.4378560676532768,44.636992473572931]
[1986,11,22,5.4,0.6,0.74,3.996,0,0.51,0,2.4378560676532768,43.588848541226206]
[1986,11,23,5,0,0.74,3.7,0,0,0,2.4378560676532768,42.326704608879481]
[1986,11,24,7.6,0,0.74,5.6239999999999997,0,0,0,2.4378560676532768,39.140560676532758]
[1986,11,25,5.4,0,0.74,3.996,0,0,0,2.4378560676532768,37.582416744186034]
[1986,11,26,5.0999999999999996,6.2,0.74,3.7739999999999996,0,5.27,0,2.4378560676532768,41.516272811839308]
[1986,11,27,6.8,17.600000000000001,0.74,5.032,0,14.96,0,2.4378560676532768,53.882128879492583]
[1986,11,28,19.3,44.5,0.74,14.282,5,37.824999999999996,0,2.4378560676532768,74.862984947145861]
[1986,11,29,1.8,23.8,0.74,1.3320000000000001,5,20.23,0,2.4378560676532768,91.198841014799143]
[1986,11,30,1.8,27.4,0.74,1.3320000000000001,5,23.29,0,2.4378560676532768,110.59469708245241]
[1986,12,1,2.4,46.4,0.78,1.8719999999999999,5,7.277302917547587,2.4378560676532715,2.4378560676532768,113.43785606765327]
[1986,12,2,0.7,20.6,0.78,0.54599999999999993,5,3.1081439323467284,2.4378560676532781,2.4378560676532768,113.43785606765327]
[1986,12,3,4.8,0.3,0.78,3.7439999999999998,5,0.255,0,2.4378560676532768,107.38671213530654]
[1986,12,4,3.8,0,0.78,2.964,5,0,0,2.4378560676532768,101.86056820295981]
[1986,12,5,5.4,0,0.78,4.2120000000000006,5,0,0,2.4378560676532768,95.08642427061308]
[1986,12,6,3.9,0.6,0.78,3.0419999999999998,5,0.51,0,2.4378560676532768,89.992280338266355]
[1986,12,7,6.1,0,0.78,4.758,5,0,0,2.4378560676532768,82.67213640591963]
[1986,12,8,1.7,3.4,0.78,1.3260000000000001,5,2.8899999999999997,0,2.4378560676532768,81.673992473572909]
[1986,12,9,8.6,0,0.78,6.7080000000000002,5,0,0,2.4378560676532768,72.403848541226182]
[1986,12,10,6.4,0,0.78,4.9920000000000009,5,0,0,2.4378560676532768,64.849704608879449]
[1986,12,11,5.6,0,0.78,4.3679999999999994,5,0,0,2.4378560676532768,57.919560676532718]
[1986,12,12,8,0,0.78,6.24,5,0,0,2.4378560676532768,49.117416744185995]
[1986,12,13,10.6,0,0.78,8.2680000000000007,4.117416744185995,0,0,2.4378560676532768,39.169856067653278]
[1986,12,14,6.2,0,0.78,4.8360000000000003,0,0,0,2.4378560676532768,36.771712135306558]
[1986,12,15,5.2,0,0.78,4.056,0,0,0,2.4378560676532768,35.153568202959839]
[1986,12,16,5.8,0,0.78,4.524,0,0,0,2.4378560676532768,33.067424270613117]
[1986,12,17,4.9000000000000004,0,0.78,3.8220000000000005,0,0,0,2.4378560676532768,31.683280338266396]
[1986,12,18,7,3,0.78,5.46,0,2.5499999999999998,0,2.4378560676532768,31.211136405919675]
[1986,12,19,4.2,0,0.78,3.2760000000000002,0,0,0,2.4378560676532768,30.372992473572953]
[1986,12,20,7.3,0,0.78,5.694,0,0,0,2.4378560676532768,27.116848541226229]
[1986,12,21,7.8,0.5,0.78,6.0839999999999996,0,0.42499999999999999,0,2.4378560676532768,23.895704608879509]
[1986,12,22,4.8,0,0.78,3.7439999999999998,0,0,0,2.4378560676532768,22.589560676532784]
[1986,12,23,6.4,2.4,0.78,4.9920000000000009,0,2.04,0,2.4378560676532768,22.075416744186061]
[1986,12,24,3.5,0.4,0.78,2.73,0,0.34,0,2.4378560676532768,22.123272811839339]
[1986,12,25,4.8,0.9,{"$f":"INDEX($Q$27:$T$27,CEILING((1+MOD(B2406,12))/3,1))","v":0.78},3.7439999999999998,0,0.76500000000000001,0,2.4378560676532768,21.582128879492615]
[1986,12,26,2.9,17.3,0.78,2.262,0,{"$f":"MIN($B$21*E2407,$B$26-L2406+G2407+H2407)","v":14.705},0,2.4378560676532768,{"$f":"MAX(0,L2406+I2407+K2407-G2407-H2407)","v":36.462984947145891}]
[1986,12,27,8,0.8,0.78,{"$f":"IF(2*( L2407/$C$26)  <0.5,D2408*F2408*      4         *(L2407/$C$26),D2408*F2408)","v":6.24},{"$f":"MIN($B$22, MAX(0, L2407-$C$26))","v":0},0.68,{"$f":"MAX(0,L2407+I2408+$B$28-$B$26-H2408-G2408)","v":0},{"$f":"$B$28","v":2.4378560676532768},33.340841014799167]
[1986,12,28,6.7,0,0.78,5.226,0,0,0,2.4378560676532768,30.552697082452447]
[1986,12,29,6.1,0,0.78,4.758,0,0,0,2.4378560676532768,28.232553150105726]
[1986,12,30,6.3,0,0.78,4.9139999999999997,0,0,0,2.4378560676532768,25.756409217759]
[1986,12,31,2.7,0,0.78,2.1060000000000003,0,0,0,2.4378560676532768,26.088265285412277]
[1987,1,1,6.4,0,0.78,4.9920000000000009,0,0,0,2.4378560676532768,23.534121353065554]
[1987,1,2,7.1,0,0.78,5.5380000000000003,0,0,0,2.4378560676532768,20.433977420718829]
[1987,1,3,5.4,1.8,0.78,4.2120000000000006,0,1.53,0,2.4378560676532768,20.189833488372106]
[1987,1,4,6.5,6.7,0.78,5.07,0,5.6950000000000003,0,2.4378560676532768,23.252689556025381]
[1987,1,5,5.5,0.6,0.78,4.29,0,0.51,0,2.4378560676532768,21.910545623678658]
[1987,1,6,6,0,0.78,4.68,0,0,0,2.4378560676532768,19.668401691331937]
[1987,1,7,7,0,0.78,5.46,0,0,0,2.4378560676532768,16.646257758985215]
[1987,1,8,4.5,0,0.78,3.5100000000000002,0,0,0,2.4378560676532768,15.574113826638493]
[1987,1,9,5.8,0,0.78,4.524,0,0,0,2.4378560676532768,13.487969894291769]
[1987,1,10,7.2,0,0.78,5.6160000000000005,0,0,0,2.4378560676532768,10.309825961945045]
[1987,1,11,4.4000000000000004,0,0.78,3.1451842401240353,0,0,0,2.4378560676532768,9.6024977894742864]
[1987,1,12,7.5,0,0.78,4.9932988505266298,0,0,0,2.4378560676532768,7.0470550066009334]
[1987,1,13,7.3,0,0.78,3.5667494406742857,0,0,0,2.4378560676532768,5.9181616335799241]
[1987,1,14,15.2,79.400000000000006,0.78,6.2369532735754287,0,67.490000000000009,0,2.4378560676532768,69.609064427657785]
[1987,1,15,5.7,0,0.78,4.4460000000000006,5,0,0,2.4378560676532768,62.600920495311058]
[1987,1,16,7,0,0.78,5.46,5,0,0,2.4378560676532768,54.578776562964329]
[1987,1,17,6.8,0,0.78,5.3040000000000003,5,0,0,2.4378560676532768,46.712632630617605]
[1987,1,18,7.6,0,0.78,5.9279999999999999,1.7126326306176054,0,0,2.4378560676532768,41.509856067653281]
[1987,1,19,7.2,0,0.78,5.6160000000000005,0,0,0,2.4378560676532768,38.33171213530656]
[1987,1,20,8.1,34,0.78,6.3179999999999996,0,28.9,0,2.4378560676532768,63.351568202959839]
[1987,1,21,5.3,0,0.78,4.1340000000000003,5,0,0,2.4378560676532768,56.655424270613111]
[1987,1,22,5.3,0,0.78,4.1340000000000003,5,0,0,2.4378560676532768,49.959280338266389]
[1987,1,23,5.6,0,0.78,4.3679999999999994,4.9592803382663888,0,0,2.4378560676532768,43.069856067653276]
[1987,1,24,5.5,0,0.78,4.29,0,0,0,2.4378560676532768,41.217712135306556]
[1987,1,25,3.8,0.1,0.78,2.964,0,8.5000000000000006E-2,0,2.4378560676532768,40.776568202959837]
[1987,1,26,7,2.6,0.78,5.46,0,2.21,0,2.4378560676532768,39.964424270613115]
[1987,1,27,4.0999999999999996,0.1,0.78,3.198,0,8.5000000000000006E-2,0,2.4378560676532768,39.289280338266394]
[1987,1,28,4.9000000000000004,15.6,0.78,3.8220000000000005,0,13.26,0,2.4378560676532768,51.165136405919668]
[1987,1,29,5.9,3.9,0.78,4.6020000000000003,5,3.3149999999999999,0,2.4378560676532768,47.315992473572948]
[1987,1,30,4,0,0.78,3.12,2.3159924735729476,0,0,2.4378560676532768,44.317856067653281]
[1987,1,31,4.7,0,0.78,3.6660000000000004,0,0,0,2.4378560676532768,43.089712135306556]
[1987,2,1,6.6,0,0.78,5.1479999999999997,0,0,0,2.4378560676532768,40.379568202959831]
[1987,2,2,6.4,0,0.78,4.9920000000000009,0,0,0,2.4378560676532768,37.825424270613112]
[1987,2,3,7.6,0,0.78,5.9279999999999999,0,0,0,2.4378560676532768,34.335280338266394]
[1987,2,4,6.6,0,0.78,5.1479999999999997,0,0,0,2.4378560676532768,31.625136405919672]
[1987,2,5,4,10.199999999999999,0.78,3.12,0,8.67,0,2.4378560676532768,39.612992473572952]
[1987,2,6,2.4,2.6,0.78,1.8719999999999999,0,2.21,0,2.4378560676532768,42.388848541226231]
[1987,2,7,6.7,11.2,0.78,5.226,0,9.52,0,2.4378560676532768,49.120704608879514]
[1987,2,8,1.9,12.6,0.78,1.482,4.1207046088795138,10.709999999999999,0,2.4378560676532768,56.66585606765328]
[1987,2,9,5.7,0.2,0.78,4.4460000000000006,5,0.17,0,2.4378560676532768,49.827712135306562]
[1987,2,10,5.0999999999999996,0.4,0.78,3.9779999999999998,4.8277121353065624,0.34,0,2.4378560676532768,43.79985606765328]
[1987,2,11,6.7,0,0.78,5.226,0,0,0,2.4378560676532768,41.01171213530656]
[1987,2,12,5.0999999999999996,0.2,0.78,3.9779999999999998,0,0.17,0,2.4378560676532768,39.641568202959839]
[1987,2,13,2.6,25.2,0.78,2.028,0,21.419999999999998,0,2.4378560676532768,61.471424270613113]
[1987,2,14,6.4,0,0.78,4.9920000000000009,5,0,0,2.4378560676532768,53.917280338266394]
[1987,2,15,3.6,1.8,0.78,2.8080000000000003,5,1.53,0,2.4378560676532768,50.077136405919674]
[1987,2,16,3.4,0.8,0.78,2.6520000000000001,5,0.68,0,2.4378560676532768,45.542992473572951]
[1987,2,17,5.3,10.4,0.78,4.1340000000000003,0.54299247357295144,8.84,0,2.4378560676532768,52.143856067653282]
[1987,2,18,6.4,15.5,0.78,4.9920000000000009,5,13.174999999999999,0,2.4378560676532768,57.764712135306553]
[1987,2,19,1.8,1.8,0.78,1.4040000000000001,5,1.53,0,2.4378560676532768,55.328568202959829]
[1987,2,20,5.8,0,0.78,4.524,5,0,0,2.4378560676532768,48.242424270613107]
[1987,2,21,6,0,0.78,4.68,3.2424242706131068,0,0,2.4378560676532768,42.757856067653279]
[1987,2,22,6.6,0,0.78,5.1479999999999997,0,0,0,2.4378560676532768,40.047712135306554]
[1987,2,23,18.899999999999999,72,0.78,14.741999999999999,0,61.199999999999996,0,2.4378560676532768,88.943568202959824]
[1987,2,24,2.9,0.1,0.78,2.262,5,8.5000000000000006E-2,0,2.4378560676532768,84.204424270613089]
[1987,2,25,5.8,0,0.78,4.524,5,0,0,2.4378560676532768,77.118280338266359]
[1987,2,26,4.5,0,0.78,3.5100000000000002,5,0,0,2.4378560676532768,71.046136405919626]
[1987,2,27,4.8,33.6,{"$f":"INDEX($Q$27:$T$27,CEILING((1+MOD(B2470,12))/3,1))","v":0.78},3.7439999999999998,5,28.56,0,2.4378560676532768,93.2999924735729]
[1987,2,28,5.8,0,0.78,4.524,5,{"$f":"MIN($B$21*E2471,$B$26-L2470+G2471+H2471)","v":0},0,2.4378560676532768,{"$f":"MAX(0,L2470+I2471+K2471-G2471-H2471)","v":86.21384854122617}]
[1987,3,1,6.2,0,0.75,{"$f":"IF(2*( L2471/$C$26)  <0.5,D2472*F2472*      4         *(L2471/$C$26),D2472*F2472)","v":4.6500000000000004},{"$f":"MIN($B$22, MAX(0, L2471-$C$26))","v":5},0,{"$f":"MAX(0,L2471+I2472+$B$28-$B$26-H2472-G2472)","v":0},{"$f":"$B$28","v":2.4378560676532768},79.001704608879436]
[1987,3,2,5.6,3,0.75,4.1999999999999993,5,2.5499999999999998,0,2.4378560676532768,74.789560676532702]
[1987,3,3,1.3,26,0.75,0.97500000000000009,5,22.099999999999998,0,2.4378560676532768,93.352416744185973]
[1987,3,4,2.2000000000000002,21.2,0.75,1.6500000000000001,5,18.02,0,2.4378560676532768,107.16027281183923]
[1987,3,5,42.8,192,0.75,32.099999999999994,5,40.939727188160759,2.4378560676532857,2.4378560676532768,113.43785606765329]
[1987,3,6,30.6,127.4,0.75,22.950000000000003,5,25.512143932346717,2.4378560676532715,2.4378560676532768,113.43785606765327]
[1987,3,7,2,5.2,0.75,1.5,5,4.0621439323467285,2.4378560676532715,2.4378560676532768,113.43785606765327]
[1987,3,8,4.8,0,0.75,3.5999999999999996,5,0,0,2.4378560676532768,107.27571213530655]
[1987,3,9,6.9,1.2,0.75,5.1750000000000007,5,1.02,0,2.4378560676532768,100.55856820295982]
[1987,3,10,4,3.8,0.75,3,5,3.23,0,2.4378560676532768,98.226424270613094]
[1987,3,11,2,11.8,0.75,1.5,5,10.030000000000001,0,2.4378560676532768,104.19428033826637]
[1987,3,12,3.9,2.1,0.75,2.9249999999999998,5,1.7849999999999999,0,2.4378560676532768,100.49213640591964]
[1987,3,13,4.7,0.3,0.75,3.5250000000000004,5,0.255,0,2.4378560676532768,94.659992473572899]
[1987,3,14,5.9,0,0.75,4.4250000000000007,5,0,0,2.4378560676532768,87.672848541226173]
[1987,3,15,5.9,0,0.75,4.4250000000000007,5,0,0,2.4378560676532768,80.685704608879448]
[1987,3,16,5.8,0,0.75,4.3499999999999996,5,0,0,2.4378560676532768,73.773560676532725]
[1987,3,17,4.9000000000000004,0.5,0.75,3.6750000000000003,5,0.42499999999999999,0,2.4378560676532768,67.961416744185996]
[1987,3,18,3.8,13.5,0.75,2.8499999999999996,5,11.475,0,2.4378560676532768,74.024272811839268]
[1987,3,19,4,26.3,0.75,3,5,22.355,0,2.4378560676532768,90.817128879492543]
[1987,3,20,4,0,0.75,3,5,0,0,2.4378560676532768,85.254984947145815]
[1987,3,21,2.7,0.1,0.75,2.0250000000000004,5,8.5000000000000006E-2,0,2.4378560676532768,80.752841014799074]
[1987,3,22,4.5,2.8,0.75,3.375,5,2.38,0,2.4378560676532768,77.195697082452341]
[1987,3,23,3.7,0,0.75,2.7750000000000004,5,0,0,2.4378560676532768,71.858553150105607]
[1987,3,24,4.2,0.8,0.75,3.1500000000000004,5,0.68,0,2.4378560676532768,66.826409217758879]
[1987,3,25,3.4,0.1,0.75,2.5499999999999998,5,8.5000000000000006E-2,0,2.4378560676532768,61.799265285412147]
[1987,3,26,4.4000000000000004,0,0.75,3.3000000000000003,5,0,0,2.4378560676532768,55.937121353065422]
[1987,3,27,4,0,0.75,3,5,0,0,2.4378560676532768,50.3749774207187]
[1987,3,28,4.8,0,0.75,3.5999999999999996,5,0,0,2.4378560676532768,44.212833488371977]
[1987,3,29,5,0,0.75,3.75,0,0,0,2.4378560676532768,42.900689556025256]
[1987,3,30,7.3,2,0.75,5.4749999999999996,0,1.7,0,2.4378560676532768,41.563545623678536]
[1987,3,31,7.4,0,0.75,5.5500000000000007,0,0,0,2.4378560676532768,38.45140169133181]
[1987,4,1,4.3,1.1000000000000001,0.75,3.2249999999999996,0,0.93500000000000005,0,2.4378560676532768,38.59925775898509]
[1987,4,2,1.4,7,0.75,1.0499999999999998,0,5.95,0,2.4378560676532768,45.937113826638374]
[1987,4,3,3.2,0.8,0.75,2.4000000000000004,0.93711382663837384,0.68,0,2.4378560676532768,45.71785606765328]
[1987,4,4,4.2,1,0.75,3.1500000000000004,0.71785606765327969,0.85,0,2.4378560676532768,45.137856067653281]
[1987,4,5,3.1,0.9,0.75,2.3250000000000002,0.1378560676532814,0.76500000000000001,0,2.4378560676532768,45.877856067653276]
[1987,4,6,2.8,0.6,0.75,2.0999999999999996,0.87785606765327628,0.51,0,2.4378560676532768,45.847856067653275]
[1987,4,7,3.3,0.3,0.75,2.4749999999999996,0.84785606765327515,0.255,0,2.4378560676532768,45.21785606765328]
[1987,4,8,4.5999999999999996,0,0.75,3.4499999999999997,0.21785606765327969,0,0,2.4378560676532768,43.987856067653276]
[1987,4,9,4.8,0,0.75,3.5999999999999996,0,0,0,2.4378560676532768,42.825712135306553]
[1987,4,10,6,0,0.75,4.5,0,0,0,2.4378560676532768,40.763568202959831]
[1987,4,11,3.2,11.4,0.75,2.4000000000000004,0,9.69,0,2.4378560676532768,50.491424270613109]
[1987,4,12,2.6,0,0.75,1.9500000000000002,5,0,0,2.4378560676532768,45.979280338266385]
[1987,4,13,3.5,0,0.75,2.625,0.97928033826638483,0,0,2.4378560676532768,44.812856067653279]
[1987,4,14,2.9,0.1,0.75,2.1749999999999998,0,8.5000000000000006E-2,0,2.4378560676532768,45.160712135306561]
[1987,4,15,2.8,2.2000000000000002,0.75,2.0999999999999996,0.16071213530656081,1.87,0,2.4378560676532768,47.207856067653275]
[1987,4,16,3.2,1.2,0.75,2.4000000000000004,2.2078560676532746,1.02,0,2.4378560676532768,46.057856067653283]
[1987,4,17,2.2000000000000002,12.6,0.75,1.6500000000000001,1.0578560676532831,10.709999999999999,0,2.4378560676532768,56.497856067653281]
[1987,4,18,3,16.600000000000001,0.75,2.25,5,14.110000000000001,0,2.4378560676532768,65.795712135306559]
[1987,4,19,3.4,32.799999999999997,0.75,2.5499999999999998,5,27.879999999999995,0,2.4378560676532768,88.563568202959829]
[1987,4,20,2.1,0.5,0.75,1.5750000000000002,5,0.42499999999999999,0,2.4378560676532768,84.851424270613094]
[1987,4,21,5.9,2.9,0.75,4.4250000000000007,5,2.4649999999999999,0,2.4378560676532768,80.329280338266372]
[1987,4,22,1.7,5.2,0.75,1.2749999999999999,5,4.42,0,2.4378560676532768,80.91213640591964]
[1987,4,23,2,4.4000000000000004,0.75,1.5,5,3.74,0,2.4378560676532768,80.589992473572906]
[1987,4,24,3.2,1.8,0.75,2.4000000000000004,5,1.53,0,2.4378560676532768,77.157848541226173]
[1987,4,25,3.8,14,0.75,2.8499999999999996,5,11.9,0,2.4378560676532768,83.645704608879456]
[1987,4,26,1.4,1.2,0.75,1.0499999999999998,5,1.02,0,2.4378560676532768,81.053560676532726]
[1987,4,27,2.8,4,0.75,2.0999999999999996,5,3.4,0,2.4378560676532768,79.791416744186009]
[1987,4,28,1.4,8.8000000000000007,0.75,1.0499999999999998,5,7.48,0,2.4378560676532768,83.659272811839287]
[1987,4,29,1.8,0.2,0.75,1.35,5,0.17,0,2.4378560676532768,79.917128879492566]
[1987,4,30,2.5,0,0.75,1.875,5,0,0,2.4378560676532768,75.479984947145837]
[1987,5,1,3.9,31.7,0.75,2.9249999999999998,5,26.945,0,2.4378560676532768,96.937841014799119]
[1987,5,2,1.3,11.6,{"$f":"INDEX($Q$27:$T$27,CEILING((1+MOD(B2534,12))/3,1))","v":0.75},0.97500000000000009,5,9.86,0,2.4378560676532768,103.2606970824524]
[1987,5,3,2.6,0,0.75,1.9500000000000002,5,{"$f":"MIN($B$21*E2535,$B$26-L2534+G2535+H2535)","v":0},0,2.4378560676532768,{"$f":"MAX(0,L2534+I2535+K2535-G2535-H2535)","v":98.748553150105664}]
[1987,5,4,1,1,0.75,{"$f":"IF(2*( L2535/$C$26)  <0.5,D2536*F2536*      4         *(L2535/$C$26),D2536*F2536)","v":0.75},{"$f":"MIN($B$22, MAX(0, L2535-$C$26))","v":5},0.85,{"$f":"MAX(0,L2535+I2536+$B$28-$B$26-H2536-G2536)","v":0},{"$f":"$B$28","v":2.4378560676532768},96.28640921775893]
[1987,5,5,1.2,9.8000000000000007,0.75,0.89999999999999991,5,8.33,0,2.4378560676532768,101.15426528541219]
[1987,5,6,3,3,0.75,2.25,5,2.5499999999999998,0,2.4378560676532768,98.892121353065463]
[1987,5,7,2.1,33.799999999999997,0.75,1.5750000000000002,5,18.682878646934537,2.4378560676532741,2.4378560676532768,113.43785606765327]
[1987,5,8,1.6,19,0.75,1.2000000000000002,5,3.7621439323467287,2.4378560676532741,2.4378560676532768,113.43785606765327]
[1987,5,9,1,49.8,0.75,0.75,5,3.3121439323467285,2.4378560676532715,2.4378560676532768,113.43785606765327]
[1987,5,10,30.5,59.4,0.75,22.875,5,25.437143932346729,2.4378560676532857,2.4378560676532768,113.43785606765329]
[1987,5,11,31.4,182,0.75,23.549999999999997,5,26.112143932346711,2.4378560676532999,2.4378560676532768,113.4378560676533]
[1987,5,12,2.7,26.9,0.75,2.0250000000000004,5,4.5871439323467005,2.4378560676532768,2.4378560676532768,113.43785606765327]
[1987,5,13,2,2,0.75,1.5,5,1.7,7.5712135306545747E-2,2.4378560676532768,111.07571213530655]
[1987,5,14,1.3,8.5,0.75,0.97500000000000009,5,5.8992878646934539,2.4378560676532657,2.4378560676532768,113.43785606765327]
[1987,5,15,2,3.4,0.75,1.5,5,2.8899999999999997,1.2657121353065435,2.4378560676532768,112.26571213530654]
[1987,5,16,0.9,3.8,0.75,0.67500000000000004,5,3.23,1.2585682029598189,2.4378560676532768,112.25856820295982]
[1987,5,17,1.9,2.8,0.75,1.4249999999999998,5,2.38,0,2.4378560676532768,110.65142427061309]
[1987,5,18,4.5999999999999996,0,0.75,3.4499999999999997,5,0,0,2.4378560676532768,104.63928033826636]
[1987,5,19,3.2,0,0.75,2.4000000000000004,5,0,0,2.4378560676532768,99.677136405919626]
[1987,5,20,3.2,0,0.75,2.4000000000000004,5,0,0,2.4378560676532768,94.714992473572892]
[1987,5,21,1.3,0.3,0.75,0.97500000000000009,5,0.255,0,2.4378560676532768,91.432848541226164]
[1987,5,22,1.4,0,0.75,1.0499999999999998,5,0,0,2.4378560676532768,87.820704608879439]
[1987,5,23,0.9,0.1,0.75,0.67500000000000004,5,8.5000000000000006E-2,0,2.4378560676532768,84.668560676532707]
[1987,5,24,2,0,0.75,1.5,5,0,0,2.4378560676532768,80.606416744185978]
[1987,5,25,2.2000000000000002,0,0.75,1.6500000000000001,5,0,0,2.4378560676532768,76.394272811839244]
[1987,5,26,3.1,0,0.75,2.3250000000000002,5,0,0,2.4378560676532768,71.507128879492512]
[1987,5,27,2,0,0.75,1.5,5,0,0,2.4378560676532768,67.444984947145784]
[1987,5,28,5.8,0,0.75,4.3499999999999996,5,0,0,2.4378560676532768,60.532841014799061]
[1987,5,29,3.2,0,0.75,2.4000000000000004,5,0,0,2.4378560676532768,55.570697082452341]
[1987,5,30,0.2,3.4,0.75,0.15000000000000002,5,2.8899999999999997,0,2.4378560676532768,55.748553150105622]
[1987,5,31,3,0,0.75,2.25,5,0,0,2.4378560676532768,50.9364092177589]
[1987,6,1,1.8,3.8,0.66,1.1880000000000002,5,3.23,0,2.4378560676532768,50.416265285412173]
[1987,6,2,1.8,1.6,0.66,1.1880000000000002,5,1.36,0,2.4378560676532768,48.026121353065449]
[1987,6,3,2.2000000000000002,0,0.66,1.4520000000000002,3.0261213530654487,0,0,2.4378560676532768,45.98585606765328]
[1987,6,4,1.4,0,0.66,0.92399999999999993,0.98585606765328038,0,0,2.4378560676532768,46.513856067653279]
[1987,6,5,1.8,5.6,0.66,1.1880000000000002,1.5138560676532791,4.76,0,2.4378560676532768,51.009856067653274]
[1987,6,6,14.8,53.2,0.66,9.7680000000000007,5,45.22,0,2.4378560676532768,83.899712135306544]
[1987,6,7,1.4,12.2,0.66,0.92399999999999993,5,10.37,0,2.4378560676532768,90.783568202959813]
[1987,6,8,3,27.8,0.66,1.98,5,23.63,0,2.4378560676532768,109.87142427061308]
[1987,6,9,2.4,19.8,0.66,1.5840000000000001,5,7.7125757293869235,2.4378560676532746,2.4378560676532768,113.43785606765327]
[1987,6,10,1.7,8,0.66,1.1220000000000001,5,3.6841439323467284,2.4378560676532715,2.4378560676532768,113.43785606765327]
[1987,6,11,1.7,3.3,0.66,1.1220000000000001,5,2.8049999999999997,1.5587121353065354,2.4378560676532768,112.55871213530654]
[1987,6,12,2,0,0.66,1.32,5,0,0,2.4378560676532768,108.67656820295981]
[1987,6,13,1.8,0,0.66,1.1880000000000002,5,0,0,2.4378560676532768,104.92642427061308]
[1987,6,14,1.2,3.4,0.66,0.79200000000000004,5,2.8899999999999997,0,2.4378560676532768,104.46228033826635]
[1987,6,15,1.4,3.4,0.66,0.92399999999999993,5,2.8899999999999997,0,2.4378560676532768,103.86613640591962]
[1987,6,16,1.8,13.8,0.66,1.1880000000000002,5,11.73,0.84599247357289409,2.4378560676532768,111.84599247357289]
[1987,6,17,2.2999999999999998,8.3000000000000007,0.66,1.518,5,5.6720075264271079,2.4378560676532723,2.4378560676532768,113.43785606765327]
[1987,6,18,1.3,7.7,0.66,0.8580000000000001,5,3.4201439323467286,2.4378560676532754,2.4378560676532768,113.43785606765327]
[1987,6,19,2,1.4,0.66,1.32,5,1.19,0,2.4378560676532768,110.74571213530655]
[1987,6,20,1.4,7,0.66,0.92399999999999993,5,5.95,2.2095682029598218,2.4378560676532768,113.20956820295982]
[1987,6,21,2.2000000000000002,1.4,0.66,1.4520000000000002,5,1.19,0,2.4378560676532768,110.38542427061309]
[1987,6,22,2.4,2.8,0.66,1.5840000000000001,5,2.38,0,2.4378560676532768,108.61928033826635]
[1987,6,23,3.8,0,0.66,2.508,5,0,0,2.4378560676532768,103.54913640591963]
[1987,6,24,2.2000000000000002,0,0.66,1.4520000000000002,5,0,0,2.4378560676532768,99.534992473572899]
[1987,6,25,1.7,0,0.66,1.1220000000000001,5,0,0,2.4378560676532768,95.850848541226171]
[1987,6,26,3.8,0,0.66,2.508,5,0,0,2.4378560676532768,90.780704608879446]
[1987,6,27,2.7,0,0.66,1.7820000000000003,5,0,0,2.4378560676532768,86.436560676532721]
[1987,6,28,2.7,0,0.66,1.7820000000000003,5,0,0,2.4378560676532768,82.092416744185996]
[1987,6,29,2,0,0.66,1.32,5,0,0,2.4378560676532768,78.210272811839275]
[1987,6,30,2.6,0,0.66,1.7160000000000002,5,0,0,2.4378560676532768,73.932128879492552]
[1987,7,1,2,0,0.66,1.32,5,0,0,2.4378560676532768,70.04998494714583]
[1987,7,2,2,0,0.66,1.32,5,0,0,2.4378560676532768,66.167841014799109]
[1987,7,3,2.6,0,0.66,1.7160000000000002,5,0,0,2.4378560676532768,61.889697082452386]
[1987,7,4,2.2000000000000002,2.6,0.66,1.4520000000000002,5,2.21,0,2.4378560676532768,60.085553150105653]
[1987,7,5,2,22,{"$f":"INDEX($Q$27:$T$27,CEILING((1+MOD(B2598,12))/3,1))","v":0.66},1.32,5,18.7,0,2.4378560676532768,74.903409217758934]
[1987,7,6,2.6,33.200000000000003,0.66,1.7160000000000002,5,{"$f":"MIN($B$21*E2599,$B$26-L2598+G2599+H2599)","v":28.220000000000002},0,2.4378560676532768,{"$f":"MAX(0,L2598+I2599+K2599-G2599-H2599)","v":98.845265285412211}]
[1987,7,7,1.7,10.6,0.66,{"$f":"IF(2*( L2599/$C$26)  <0.5,D2600*F2600*      4         *(L2599/$C$26),D2600*F2600)","v":1.1220000000000001},{"$f":"MIN($B$22, MAX(0, L2599-$C$26))","v":5},9.01,{"$f":"MAX(0,L2599+I2600+$B$28-$B$26-H2600-G2600)","v":0},{"$f":"$B$28","v":2.4378560676532768},104.17112135306549]
[1987,7,8,3.6,1.6,0.66,2.3760000000000003,5,1.36,0,2.4378560676532768,100.59297742071875]
[1987,7,9,0.9,0.9,0.66,0.59400000000000008,5,0.76500000000000001,0,2.4378560676532768,98.201833488372031]
[1987,7,10,1.9,0,0.66,1.254,5,0,0,2.4378560676532768,94.385689556025298]
[1987,7,11,1.8,0,0.66,1.1880000000000002,5,0,0,2.4378560676532768,90.635545623678567]
[1987,7,12,2.8,0,0.66,1.8479999999999999,5,0,0,2.4378560676532768,86.22540169133184]
[1987,7,13,3.4,0,0.66,2.2440000000000002,5,0,0,2.4378560676532768,81.419257758985111]
[1987,7,14,2.6,0,0.66,1.7160000000000002,5,0,0,2.4378560676532768,77.141113826638389]
[1987,7,15,3,0,0.66,1.98,5,0,0,2.4378560676532768,72.598969894291656]
[1987,7,16,3.2,0,0.66,2.1120000000000001,5,0,0,2.4378560676532768,67.924825961944933]
[1987,7,17,4.4000000000000004,0,0.66,2.9040000000000004,5,0,0,2.4378560676532768,62.458682029598208]
[1987,7,18,4.2,0,0.66,2.7720000000000002,5,0,0,2.4378560676532768,57.124538097251481]
[1987,7,19,4.2,0,0.66,2.7720000000000002,5,0,0,2.4378560676532768,51.790394164904761]
[1987,7,20,3.2,0,0.66,2.1120000000000001,5,0,0,2.4378560676532768,47.116250232558038]
[1987,7,21,3,12,0.66,1.98,2.1162502325580377,10.199999999999999,0,2.4378560676532768,55.657856067653277]
[1987,7,22,1.6,0.2,0.66,1.056,5,0.17,0,2.4378560676532768,52.20971213530656]
[1987,7,23,3.6,0,0.66,2.3760000000000003,5,0,0,2.4378560676532768,47.271568202959841]
[1987,7,24,2.1,0,0.66,1.3860000000000001,2.2715682029598412,0,0,2.4378560676532768,46.051856067653276]
[1987,7,25,3.1,0,0.66,2.0460000000000003,1.0518560676532758,0,0,2.4378560676532768,45.391856067653279]
[1987,7,26,2.1,0,0.66,1.3860000000000001,0.39185606765327918,0,0,2.4378560676532768,46.051856067653276]
[1987,7,27,2,0,0.66,1.32,1.0518560676532758,0,0,2.4378560676532768,46.117856067653278]
[1987,7,28,3.8,13.8,0.66,2.508,1.1178560676532783,11.73,0,2.4378560676532768,56.65985606765328]
[1987,7,29,3,28.8,0.66,1.98,5,24.48,0,2.4378560676532768,76.597712135306551]
[1987,7,30,3.5,0,0.66,2.31,5,0,0,2.4378560676532768,71.72556820295982]
[1987,7,31,2.8,0,0.66,1.8479999999999999,5,0,0,2.4378560676532768,67.315424270613093]
[1987,8,1,4.2,0,0.66,2.7720000000000002,5,0,0,2.4378560676532768,61.981280338266359]
[1987,8,2,3.4,0,0.66,2.2440000000000002,5,0,0,2.4378560676532768,57.175136405919631]
[1987,8,3,4.4000000000000004,2.6,0.66,2.9040000000000004,5,2.21,0,2.4378560676532768,53.918992473572906]
[1987,8,4,4.5999999999999996,0,0.66,3.036,5,0,0,2.4378560676532768,48.320848541226184]
[1987,8,5,3.2,0,0.66,2.1120000000000001,3.3208485412261837,0,0,2.4378560676532768,45.325856067653277]
[1987,8,6,2.9,0,0.66,1.9139999999999999,0.32585606765327668,0,0,2.4378560676532768,45.523856067653277]
[1987,8,7,3,0,0.66,1.98,0.52385606765327708,0,0,2.4378560676532768,45.457856067653282]
[1987,8,8,2.1,0,0.66,1.3860000000000001,0.45785606765328168,0,0,2.4378560676532768,46.051856067653276]
[1987,8,9,2.2000000000000002,0,0.66,1.4520000000000002,1.0518560676532758,0,0,2.4378560676532768,45.98585606765328]
[1987,8,10,1.6,1.2,0.66,1.056,0.98585606765328038,1.02,0,2.4378560676532768,47.401856067653284]
[1987,8,11,15.9,51.6,0.66,10.494000000000002,2.4018560676532843,43.86,0,2.4378560676532768,80.803856067653271]
[1987,8,12,19.3,53,0.66,12.738000000000001,5,45.05,0,2.4378560676532768,110.55371213530654]
[1987,8,13,3.4,0.2,0.66,2.2440000000000002,5,0.17,0,2.4378560676532768,105.91756820295981]
[1987,8,14,1.8,0,0.66,1.1880000000000002,5,0,0,2.4378560676532768,102.16742427061308]
[1987,8,15,1.8,1.4,0.66,1.1880000000000002,5,1.19,0,2.4378560676532768,99.607280338266349]
[1987,8,16,3,0,0.66,1.98,5,0,0,2.4378560676532768,95.065136405919617]
[1987,8,17,2.2000000000000002,0,0.66,1.4520000000000002,5,0,0,2.4378560676532768,91.05099247357289]
[1987,8,18,2,25,0.66,1.32,5,21.25,0,2.4378560676532768,108.41884854122617]
[1987,8,19,2.9,0,0.66,1.9139999999999999,5,0,0,2.4378560676532768,103.94270460887944]
[1987,8,20,3.8,0,0.66,2.508,5,0,0,2.4378560676532768,98.872560676532714]
[1987,8,21,2.5,0,0.66,1.6500000000000001,5,0,0,2.4378560676532768,94.66041674418598]
[1987,8,22,3.2,0,0.66,2.1120000000000001,5,0,0,2.4378560676532768,89.986272811839257]
[1987,8,23,3.2,0,0.66,2.1120000000000001,5,0,0,2.4378560676532768,85.312128879492533]
[1987,8,24,3.8,1.2,0.66,2.508,5,1.02,0,2.4378560676532768,81.261984947145805]
[1987,8,25,5.8,0,0.66,3.8279999999999998,5,0,0,2.4378560676532768,74.871841014799074]
[1987,8,26,3.2,0,0.66,2.1120000000000001,5,0,0,2.4378560676532768,70.197697082452351]
[1987,8,27,1.2,0,0.66,0.79200000000000004,5,0,0,2.4378560676532768,66.84355315010562]
[1987,8,28,2.4,1.4,0.66,1.5840000000000001,5,1.19,0,2.4378560676532768,63.887409217758886]
[1987,8,29,2.4,6.6,0.66,1.5840000000000001,5,5.6099999999999994,0,2.4378560676532768,65.351265285412154]
[1987,8,30,2.8,17,0.66,1.8479999999999999,5,14.45,0,2.4378560676532768,75.391121353065429]
[1987,8,31,1.4,48.4,0.66,0.92399999999999993,5,41.14,2.0449774207187015,2.4378560676532768,113.04497742071869]
[1987,9,1,7.2,0,0.74,5.3280000000000003,5,0,0,2.4378560676532768,105.15483348837196]
[1987,9,2,4.4000000000000004,0,0.74,3.2560000000000002,5,0,0,2.4378560676532768,99.336689556025235]
[1987,9,3,4,0,0.74,2.96,5,0,0,2.4378560676532768,93.814545623678512]
[1987,9,4,5,0,0.74,3.7,5,0,0,2.4378560676532768,87.552401691331781]
[1987,9,5,3.4,0,0.74,2.516,5,0,0,2.4378560676532768,82.474257758985047]
[1987,9,6,2.6,0.6,0.74,1.9239999999999999,5,0.51,0,2.4378560676532768,78.498113826638317]
[1987,9,7,2.8,4,{"$f":"INDEX($Q$27:$T$27,CEILING((1+MOD(B2662,12))/3,1))","v":0.74},2.0720000000000001,5,3.4,0,2.4378560676532768,77.263969894291591]
[1987,9,8,6.2,0,0.74,4.5880000000000001,5,{"$f":"MIN($B$21*E2663,$B$26-L2662+G2663+H2663)","v":0},0,2.4378560676532768,{"$f":"MAX(0,L2662+I2663+K2663-G2663-H2663)","v":70.113825961944869}]
[1987,9,9,4.4000000000000004,0,0.74,{"$f":"IF(2*( L2663/$C$26)  <0.5,D2664*F2664*      4         *(L2663/$C$26),D2664*F2664)","v":3.2560000000000002},{"$f":"MIN($B$22, MAX(0, L2663-$C$26))","v":5},0,{"$f":"MAX(0,L2663+I2664+$B$28-$B$26-H2664-G2664)","v":0},{"$f":"$B$28","v":2.4378560676532768},64.29568202959814]
[1987,9,10,5.6,0,0.74,4.1440000000000001,5,0,0,2.4378560676532768,57.589538097251413]
[1987,9,11,5.4,0,0.74,3.996,5,0,0,2.4378560676532768,51.03139416490469]
[1987,9,12,3.2,0,0.74,2.3679999999999999,5,0,0,2.4378560676532768,46.101250232557966]
[1987,9,13,4,0,0.74,2.96,1.1012502325579661,0,0,2.4378560676532768,44.477856067653278]
[1987,9,14,4,0,0.74,2.96,0,0,0,2.4378560676532768,43.955712135306555]
[1987,9,15,4,0,0.74,2.96,0,0,0,2.4378560676532768,43.433568202959833]
[1987,9,16,4.4000000000000004,0,0.74,3.2560000000000002,0,0,0,2.4378560676532768,42.615424270613111]
[1987,9,17,5.5,0,0.74,4.07,0,0,0,2.4378560676532768,40.98328033826639]
[1987,9,18,3.8,0,0.74,2.8119999999999998,0,0,0,2.4378560676532768,40.609136405919671]
[1987,9,19,3.3,0,0.74,2.4419999999999997,0,0,0,2.4378560676532768,40.604992473572949]
[1987,9,20,4,0,0.74,2.96,0,0,0,2.4378560676532768,40.082848541226227]
[1987,9,21,3.6,0,0.74,2.6640000000000001,0,0,0,2.4378560676532768,39.856704608879504]
[1987,9,22,3.4,0.2,0.74,2.516,0,0.17,0,2.4378560676532768,39.948560676532786]
[1987,9,23,5.2,1.8,0.74,3.8479999999999999,0,1.53,0,2.4378560676532768,40.068416744186067]
[1987,9,24,4,0,0.74,2.96,0,0,0,2.4378560676532768,39.546272811839344]
[1987,9,25,4.2,0,0.74,3.1080000000000001,0,0,0,2.4378560676532768,38.876128879492626]
[1987,9,26,4.5999999999999996,0,0.74,3.4039999999999999,0,0,0,2.4378560676532768,37.909984947145901]
[1987,9,27,4.4000000000000004,0,0.74,3.2560000000000002,0,0,0,2.4378560676532768,37.091841014799179]
[1987,9,28,4.5999999999999996,0,0.74,3.4039999999999999,0,0,0,2.4378560676532768,36.125697082452461]
[1987,9,29,4.8,0,0.74,3.552,0,0,0,2.4378560676532768,35.01155315010574]
[1987,9,30,6.2,0,0.74,4.5880000000000001,0,0,0,2.4378560676532768,32.861409217759018]
[1987,10,1,6.8,0,0.74,5.032,0,0,0,2.4378560676532768,30.267265285412297]
[1987,10,2,4,0,0.74,2.96,0,0,0,2.4378560676532768,29.745121353065571]
[1987,10,3,2.6,0,0.74,1.9239999999999999,0,0,0,2.4378560676532768,30.25897742071885]
[1987,10,4,3,0,0.74,2.2199999999999998,0,0,0,2.4378560676532768,30.476833488372129]
[1987,10,5,5,0,0.74,3.7,0,0,0,2.4378560676532768,29.214689556025409]
[1987,10,6,6,0,0.74,4.4399999999999995,0,0,0,2.4378560676532768,27.212545623678686]
[1987,10,7,8,0,0.74,5.92,0,0,0,2.4378560676532768,23.730401691331963]
[1987,10,8,8.4,0,0.74,6.2160000000000002,0,0,0,2.4378560676532768,19.95225775898524]
[1987,10,9,3.5,0.5,0.74,2.59,0,0.42499999999999999,0,2.4378560676532768,20.225113826638516]
[1987,10,10,4.8,0,0.74,3.552,0,0,0,2.4378560676532768,19.110969894291792]
[1987,10,11,4.8,0,0.74,3.552,0,0,0,2.4378560676532768,17.996825961945071]
[1987,10,12,2.8,0,0.74,2.0720000000000001,0,0,0,2.4378560676532768,18.36268202959835]
[1987,10,13,8,4,0.74,5.92,0,3.4,0,2.4378560676532768,18.280538097251622]
[1987,10,14,5,28.5,0.74,3.7,0,24.224999999999998,0,2.4378560676532768,41.243394164904892]
[1987,10,15,1.4,3.8,0.74,1.036,0,3.23,0,2.4378560676532768,45.875250232558166]
[1987,10,16,3.1,0.2,0.74,2.294,0.87525023255816592,0.17,0,2.4378560676532768,45.313856067653283]
[1987,10,17,1.6,15.3,0.74,1.1839999999999999,0.31385606765328333,13.005000000000001,0,2.4378560676532768,59.258856067653284]
[1987,10,18,9.1,0,0.74,6.734,5,0,0,2.4378560676532768,49.96271213530656]
[1987,10,19,4.8,0,0.74,3.552,4.9627121353065604,0,0,2.4378560676532768,43.885856067653279]
[1987,10,20,5.6,24.2,0.74,4.1440000000000001,0,20.57,0,2.4378560676532768,62.749712135306559]
[1987,10,21,6.4,0,0.74,4.7359999999999998,5,0,0,2.4378560676532768,55.451568202959841]
[1987,10,22,5.4,0,0.74,3.996,5,0,0,2.4378560676532768,48.893424270613117]
[1987,10,23,6.2,0,0.74,4.5880000000000001,3.8934242706131172,0,0,2.4378560676532768,42.849856067653278]
[1987,10,24,5.6,0,0.74,4.1440000000000001,0,0,0,2.4378560676532768,41.143712135306558]
[1987,10,25,2.4,22,0.74,1.776,0,18.7,0,2.4378560676532768,60.505568202959836]
[1987,10,26,5,0,0.74,3.7,5,0,0,2.4378560676532768,54.243424270613112]
[1987,10,27,5,2,0.74,3.7,5,1.7,0,2.4378560676532768,49.68128033826639]
[1987,10,28,5.6,0,0.74,4.1440000000000001,4.6812803382663901,0,0,2.4378560676532768,43.29385606765328]
[1987,10,29,5.8,0,0.74,4.2919999999999998,0,0,0,2.4378560676532768,41.439712135306557]
[1987,10,30,4,1.4,0.74,2.96,0,1.19,0,2.4378560676532768,42.107568202959833]
[1987,10,31,4.4000000000000004,0.4,0.74,3.2560000000000002,0,0.34,0,2.4378560676532768,41.629424270613114]
[1987,11,1,5.4,0,0.74,3.996,0,0,0,2.4378560676532768,40.071280338266391]
[1987,11,2,5,0,0.74,3.7,0,0,0,2.4378560676532768,38.809136405919666]
[1987,11,3,5.2,0,0.74,3.8479999999999999,0,0,0,2.4378560676532768,37.398992473572946]
[1987,11,4,6,0,0.74,4.4399999999999995,0,0,0,2.4378560676532768,35.396848541226227]
[1987,11,5,3.4,4.2,0.74,2.516,0,3.57,0,2.4378560676532768,38.888704608879507]
[1987,11,6,3,0.2,0.74,2.2199999999999998,0,0.17,0,2.4378560676532768,39.276560676532789]
[1987,11,7,4.5999999999999996,0.4,0.74,3.4039999999999999,0,0.34,0,2.4378560676532768,38.650416744186074]
[1987,11,8,2.4,1.2,0.74,1.776,0,1.02,0,2.4378560676532768,40.332272811839353]
[1987,11,9,3.4,0,0.74,2.516,0,0,0,2.4378560676532768,40.254128879492633]
[1987,11,10,4.2,0,{"$f":"INDEX($Q$27:$T$27,CEILING((1+MOD(B2726,12))/3,1))","v":0.74},3.1080000000000001,0,0,0,2.4378560676532768,39.583984947145915]
[1987,11,11,4.5,0,0.74,3.33,0,{"$f":"MIN($B$21*E2727,$B$26-L2726+G2727+H2727)","v":0},0,2.4378560676532768,{"$f":"MAX(0,L2726+I2727+K2727-G2727-H2727)","v":38.691841014799195}]
[1987,11,12,7.2,25,0.74,{"$f":"IF(2*( L2727/$C$26)  <0.5,D2728*F2728*      4         *(L2727/$C$26),D2728*F2728)","v":5.3280000000000003},{"$f":"MIN($B$22, MAX(0, L2727-$C$26))","v":0},21.25,{"$f":"MAX(0,L2727+I2728+$B$28-$B$26-H2728-G2728)","v":0},{"$f":"$B$28","v":2.4378560676532768},57.051697082452471]
[1987,11,13,4.5,1.8,0.74,3.33,5,1.53,0,2.4378560676532768,52.689553150105752]
[1987,11,14,5.8,0,0.74,4.2919999999999998,5,0,0,2.4378560676532768,45.835409217759029]
[1987,11,15,4.5999999999999996,0,0.74,3.4039999999999999,0.83540921775902888,0,0,2.4378560676532768,44.033856067653282]
[1987,11,16,4.2,0,0.74,3.1080000000000001,0,0,0,2.4378560676532768,43.363712135306564]
[1987,11,17,4.4000000000000004,0,0.74,3.2560000000000002,0,0,0,2.4378560676532768,42.545568202959842]
[1987,11,18,3.9,0.6,0.74,2.8860000000000001,0,0.51,0,2.4378560676532768,42.607424270613116]
[1987,11,19,5,0,0.74,3.7,0,0,0,2.4378560676532768,41.345280338266392]
[1987,11,20,3.8,0,0.74,2.8119999999999998,0,0,0,2.4378560676532768,40.971136405919673]
[1987,11,21,7.6,4.5999999999999996,0.74,5.6239999999999997,0,3.9099999999999997,0,2.4378560676532768,41.694992473572945]
[1987,11,22,5.6,0,0.74,4.1440000000000001,0,0,0,2.4378560676532768,39.988848541226226]
[1987,11,23,7.4,0,0.74,5.476,0,0,0,2.4378560676532768,36.950704608879505]
[1987,11,24,5.6,0,0.74,4.1440000000000001,0,0,0,2.4378560676532768,35.244560676532785]
[1987,11,25,11.2,0,0.74,8.2880000000000003,0,0,0,2.4378560676532768,29.394416744186064]
[1987,11,26,7.5,0,0.74,5.55,0,0,0,2.4378560676532768,26.282272811839338]
[1987,11,27,7.2,0,0.74,5.3280000000000003,0,0,0,2.4378560676532768,23.392128879492613]
[1987,11,28,6.8,0,0.74,5.032,0,0,0,2.4378560676532768,20.797984947145888]
[1987,11,29,6,0,0.74,4.4399999999999995,0,0,0,2.4378560676532768,18.795841014799166]
[1987,11,30,6.6,0,0.74,4.8839999999999995,0,0,0,2.4378560676532768,16.349697082452444]
[1987,12,1,7.2,3.4,0.78,5.6160000000000005,0,2.8899999999999997,0,2.4378560676532768,16.061553150105723]
[1987,12,2,5.9,10.3,0.78,4.6020000000000003,0,8.7550000000000008,0,2.4378560676532768,22.652409217759004]
[1987,12,3,10.199999999999999,0,0.78,7.9559999999999995,0,0,0,2.4378560676532768,17.13426528541228]
[1987,12,4,7.2,0,0.78,5.6160000000000005,0,0,0,2.4378560676532768,13.956121353065555]
[1987,12,5,6,0,0.78,4.68,0,0,0,2.4378560676532768,11.713977420718834]
[1987,12,6,5.8,0,0.78,4.524,0,0,0,2.4378560676532768,9.6278334883721115]
[1987,12,7,8.8000000000000007,0,0.78,5.8742621390387724,0,0,0,2.4378560676532768,6.1914274169866159]
[1987,12,8,8.5,0.1,0.78,3.648814557744112,0,8.5000000000000006E-2,0,2.4378560676532768,5.0654689268957807]
[1987,12,9,5.4,0,0.78,1.8965115662297807,0,0,0,2.4378560676532768,5.6068134283192768]
[1987,12,10,6.4,0,0.78,2.4879300119262076,0,0,0,2.4378560676532768,5.5567394840463447]
[1987,12,11,6.8,14,0.78,2.6198174420783835,0,11.9,0,2.4378560676532768,17.274778109621241]
[1987,12,12,24,44.6,0.78,18.72,0,37.910000000000004,0,2.4378560676532768,38.902634177274528]
[1987,12,13,1.4,7.8,0.78,1.0919999999999999,0,6.63,0,2.4378560676532768,46.878490244927811]
[1987,12,14,5,0,0.78,3.9000000000000004,1.8784902449278107,0,0,2.4378560676532768,43.53785606765328]
[1987,12,15,7,0,0.78,5.46,0,0,0,2.4378560676532768,40.515712135306558]
[1987,12,16,5.2,0,0.78,4.056,0,0,0,2.4378560676532768,38.897568202959839]
[1987,12,17,6.4,0,0.78,4.9920000000000009,0,0,0,2.4378560676532768,36.343424270613113]
[1987,12,18,7.4,0,0.78,5.7720000000000002,0,0,0,2.4378560676532768,33.009280338266393]
[1987,12,19,6.2,0,0.78,4.8360000000000003,0,0,0,2.4378560676532768,30.611136405919673]
[1987,12,20,4.8,4.8,0.78,3.7439999999999998,0,4.08,0,2.4378560676532768,33.38499247357295]
[1987,12,21,5.6,0,0.78,4.3679999999999994,0,0,0,2.4378560676532768,31.45484854122623]
[1987,12,22,7.2,3.6,0.78,5.6160000000000005,0,3.06,0,2.4378560676532768,31.336704608879508]
[1987,12,23,1.6,15.2,0.78,1.2480000000000002,0,12.92,0,2.4378560676532768,45.446560676532791]
[1987,12,24,3,29.4,0.78,2.34,0.44656067653279052,24.99,0,2.4378560676532768,70.087856067653263]
[1987,12,25,3.4,0.6,0.78,2.6520000000000001,5,0.51,0,2.4378560676532768,65.383712135306538]
[1987,12,26,6.2,0.2,0.78,4.8360000000000003,5,0.17,0,2.4378560676532768,58.155568202959813]
[1987,12,27,6.6,0,0.78,5.1479999999999997,5,0,0,2.4378560676532768,50.445424270613088]
[1987,12,28,7.4,0,0.78,5.7720000000000002,5,0,0,2.4378560676532768,42.111280338266369]
[1987,12,29,7.6,0,0.78,5.9279999999999999,0,0,0,2.4378560676532768,38.62113640591965]
[1987,12,30,3.4,0,0.78,2.6520000000000001,0,0,0,2.4378560676532768,38.406992473572927]
[1987,12,31,17.2,71,0.78,13.416,0,60.35,0,2.4378560676532768,87.778848541226196]
[1988,1,1,3.6,21,0.78,2.8080000000000003,5,17.849999999999998,0,2.4378560676532768,100.25870460887946]
[1988,1,2,6.8,0,0.78,5.3040000000000003,5,0,0,2.4378560676532768,92.392560676532725]
[1988,1,3,6.8,0,0.78,5.3040000000000003,5,0,0,2.4378560676532768,84.526416744185994]
[1988,1,4,4.8,0,0.78,3.7439999999999998,5,0,0,2.4378560676532768,78.220272811839266]
[1988,1,5,4.5999999999999996,13.6,0.78,3.5879999999999996,5,11.559999999999999,0,2.4378560676532768,83.630128879492545]
[1988,1,6,3.2,21.6,0.78,2.4960000000000004,5,18.36,0,2.4378560676532768,96.931984947145821]
[1988,1,7,3.6,10.4,0.78,2.8080000000000003,5,8.84,0,2.4378560676532768,100.40184101479909]
[1988,1,8,5.8,0,0.78,4.524,5,0,0,2.4378560676532768,93.31569708245236]
[1988,1,9,6.2,0,0.78,4.8360000000000003,5,0,0,2.4378560676532768,85.917553150105633]
[1988,1,10,6.4,0,0.78,4.9920000000000009,5,0,0,2.4378560676532768,78.3634092177589]
[1988,1,11,5.8,0,0.78,4.524,5,0,0,2.4378560676532768,71.27726528541217]
[1988,1,12,6.6,0.5,0.78,5.1479999999999997,5,0.42499999999999999,0,2.4378560676532768,63.992121353065443]
[1988,1,13,5.2,1.2,{"$f":"INDEX($Q$27:$T$27,CEILING((1+MOD(B2790,12))/3,1))","v":0.78},4.056,5,1.02,0,2.4378560676532768,58.393977420718713]
[1988,1,14,7.2,0,0.78,5.6160000000000005,5,{"$f":"MIN($B$21*E2791,$B$26-L2790+G2791+H2791)","v":0},0,2.4378560676532768,{"$f":"MAX(0,L2790+I2791+K2791-G2791-H2791)","v":50.215833488371992}]
[1988,1,15,7.4,0,0.78,{"$f":"IF(2*( L2791/$C$26)  <0.5,D2792*F2792*      4         *(L2791/$C$26),D2792*F2792)","v":5.7720000000000002},{"$f":"MIN($B$22, MAX(0, L2791-$C$26))","v":5},0,{"$f":"MAX(0,L2791+I2792+$B$28-$B$26-H2792-G2792)","v":0},{"$f":"$B$28","v":2.4378560676532768},41.881689556025272]
[1988,1,16,28.2,193.6,0.78,21.995999999999999,0,91.11431044397473,2.4378560676532963,2.4378560676532768,113.4378560676533]
[1988,1,17,3.8,19.600000000000001,0.78,2.964,5,5.5261439323467005,2.4378560676532701,2.4378560676532768,113.43785606765327]
[1988,1,18,3.6,2.8,0.78,2.8080000000000003,5,2.38,0,2.4378560676532768,110.44771213530653]
[1988,1,19,5.8,0,0.78,4.524,5,0,0,2.4378560676532768,103.3615682029598]
[1988,1,20,4.4000000000000004,24,0.78,3.4320000000000004,5,16.0704317970402,2.4378560676532732,2.4378560676532768,113.43785606765327]
[1988,1,21,6.2,0,0.78,4.8360000000000003,5,0,0,2.4378560676532768,106.03971213530654]
[1988,1,22,8.6,20.6,0.78,6.7080000000000002,5,16.668287864693454,2.4378560676532697,2.4378560676532768,113.43785606765327]
[1988,1,23,6.4,0,0.78,4.9920000000000009,5,0,0,2.4378560676532768,105.88371213530654]
[1988,1,24,6.6,0,0.78,5.1479999999999997,5,0,0,2.4378560676532768,98.173568202959814]
[1988,1,25,6.7,1.3,0.78,5.226,5,1.105,0,2.4378560676532768,91.49042427061309]
[1988,1,26,3.6,6.2,0.78,2.8080000000000003,5,5.27,0,2.4378560676532768,91.390280338266351]
[1988,1,27,6.4,1,0.78,4.9920000000000009,5,0.85,0,2.4378560676532768,84.686136405919612]
[1988,1,28,6.2,16,0.78,4.8360000000000003,5,13.6,0,2.4378560676532768,90.887992473572879]
[1988,1,29,3,14.4,0.78,2.34,5,12.24,0,2.4378560676532768,98.225848541226142]
[1988,1,30,13.4,66,0.78,10.452,5,28.226151458773856,2.4378560676532839,2.4378560676532768,113.43785606765329]
[1988,1,31,1.6,5.6,0.78,1.2480000000000002,5,3.8101439323467146,2.4378560676532759,2.4378560676532768,113.43785606765327]
[1988,2,1,5.2,19.2,0.78,4.056,5,6.6181439323467286,2.4378560676532688,2.4378560676532768,113.43785606765327]
[1988,2,2,4.8,0.8,0.78,3.7439999999999998,5,0.68,0,2.4378560676532768,107.81171213530655]
[1988,2,3,5,3.8,0.78,3.9000000000000004,5,3.23,0,2.4378560676532768,104.57956820295982]
[1988,2,4,2.6,0,0.78,2.028,5,0,0,2.4378560676532768,99.989424270613085]
[1988,2,5,7.2,0,0.78,5.6160000000000005,5,0,0,2.4378560676532768,91.811280338266357]
[1988,2,6,7.6,0,0.78,5.9279999999999999,5,0,0,2.4378560676532768,83.321136405919631]
[1988,2,7,6,0,0.78,4.68,5,0,0,2.4378560676532768,76.078992473572896]
[1988,2,8,3,0.8,0.78,2.34,5,0.68,0,2.4378560676532768,71.856848541226171]
[1988,2,9,7.4,0,0.78,5.7720000000000002,5,0,0,2.4378560676532768,63.522704608879437]
[1988,2,10,7.2,0,0.78,5.6160000000000005,5,0,0,2.4378560676532768,55.344560676532708]
[1988,2,11,7.6,0,0.78,5.9279999999999999,5,0,0,2.4378560676532768,46.85441674418599]
[1988,2,12,4.5999999999999996,0,0.78,3.5879999999999996,1.8544167441859898,0,0,2.4378560676532768,43.849856067653278]
[1988,2,13,5.2,1,0.78,4.056,0,0.85,0,2.4378560676532768,43.08171213530656]
[1988,2,14,3.2,27.2,0.78,2.4960000000000004,0,23.119999999999997,0,2.4378560676532768,66.143568202959841]
[1988,2,15,2.8,6.8,0.78,2.1839999999999997,5,5.7799999999999994,0,2.4378560676532768,67.177424270613116]
[1988,2,16,4.8,8.6,0.78,3.7439999999999998,5,7.31,0,2.4378560676532768,68.18128033826639]
[1988,2,17,2.4,14.4,0.78,1.8719999999999999,5,12.24,0,2.4378560676532768,75.987136405919657]
[1988,2,18,4.4000000000000004,36.4,0.78,3.4320000000000004,5,30.939999999999998,0,2.4378560676532768,100.93299247357292]
[1988,2,19,2.6,7.8,0.78,2.028,5,6.63,0,2.4378560676532768,102.97284854122618]
[1988,2,20,6.8,0,0.78,5.3040000000000003,5,0,0,2.4378560676532768,95.106704608879454]
[1988,2,21,5.4,0,0.78,4.2120000000000006,5,0,0,2.4378560676532768,88.332560676532722]
[1988,2,22,3.2,0,0.78,2.4960000000000004,5,0,0,2.4378560676532768,83.274416744185999]
[1988,2,23,4.4000000000000004,0,0.78,3.4320000000000004,5,0,0,2.4378560676532768,77.280272811839268]
[1988,2,24,6.6,0,0.78,5.1479999999999997,5,0,0,2.4378560676532768,69.570128879492543]
[1988,2,25,4.4000000000000004,0,0.78,3.4320000000000004,5,0,0,2.4378560676532768,63.575984947145812]
[1988,2,26,4.7,0.7,0.78,3.6660000000000004,5,0.59499999999999997,0,2.4378560676532768,57.942841014799086]
[1988,2,27,2.4,0.2,0.78,1.8719999999999999,5,0.17,0,2.4378560676532768,53.678697082452366]
[1988,2,28,2.4,0.2,0.78,1.8719999999999999,5,0.17,0,2.4378560676532768,49.414553150105647]
[1988,2,29,2,7,0.78,1.56,4.4145531501056468,5.95,0,2.4378560676532768,51.827856067653279]
[1988,3,1,0.8,9.6,0.75,0.60000000000000009,5,8.16,0,2.4378560676532768,56.82571213530656]
[1988,3,2,4.8,1.2,0.75,3.5999999999999996,5,1.02,0,2.4378560676532768,51.68356820295984]
[1988,3,3,2.8,12.8,0.75,2.0999999999999996,5,10.88,0,2.4378560676532768,57.901424270613113]
[1988,3,4,2.8,14.4,0.75,2.0999999999999996,5,12.24,0,2.4378560676532768,65.479280338266392]
[1988,3,5,3.1,6.7,0.75,2.3250000000000002,5,5.6950000000000003,0,2.4378560676532768,66.287136405919654]
[1988,3,6,5,8.6,0.75,3.75,5,7.31,0,2.4378560676532768,67.284992473572927]
[1988,3,7,3.6,6.8,0.75,2.7,5,5.7799999999999994,0,2.4378560676532768,67.802848541226197]
[1988,3,8,6.1,33.700000000000003,0.75,4.5749999999999993,5,28.645000000000003,0,2.4378560676532768,89.310704608879462]
[1988,3,9,3.9,1.3,0.75,2.9249999999999998,5,1.105,0,2.4378560676532768,84.92856067653274]
[1988,3,10,3.4,0.4,0.75,2.5499999999999998,5,0.34,0,2.4378560676532768,80.156416744186018]
[1988,3,11,3.8,0,0.75,2.8499999999999996,5,0,0,2.4378560676532768,74.744272811839295]
[1988,3,12,8.4,0.6,0.75,6.3000000000000007,5,0.51,0,2.4378560676532768,66.392128879492574]
[1988,3,13,4.8,0,0.75,3.5999999999999996,5,0,0,2.4378560676532768,60.229984947145851]
[1988,3,14,5.6,0,0.75,4.1999999999999993,5,0,0,2.4378560676532768,53.467841014799134]
[1988,3,15,5.4,0,0.75,4.0500000000000007,5,0,0,2.4378560676532768,46.855697082452409]
[1988,3,16,6.4,23.8,0.75,4.8000000000000007,1.8556970824524086,20.23,0,2.4378560676532768,62.867856067653278]
[1988,3,17,3.8,7.6,{"$f":"INDEX($Q$27:$T$27,CEILING((1+MOD(B2854,12))/3,1))","v":0.75},2.8499999999999996,5,6.46,0,2.4378560676532768,63.915712135306549]
[1988,3,18,4.2,14.6,0.75,3.1500000000000004,5,{"$f":"MIN($B$21*E2855,$B$26-L2854+G2855+H2855)","v":12.41},0,2.4378560676532768,{"$f":"MAX(0,L2854+I2855+K2855-G2855-H2855)","v":70.613568202959812}]
[1988,3,19,3,3,0.75,{"$f":"IF(2*( L2855/$C$26)  <0.5,D2856*F2856*      4         *(L2855/$C$26),D2856*F2856)","v":2.25},{"$f":"MIN($B$22, MAX(0, L2855-$C$26))","v":5},2.5499999999999998,{"$f":"MAX(0,L2855+I2856+$B$28-$B$26-H2856-G2856)","v":0},{"$f":"$B$28","v":2.4378560676532768},68.35142427061308]
[1988,3,20,3.7,15.7,0.75,2.7750000000000004,5,13.344999999999999,0,2.4378560676532768,76.359280338266345]
[1988,3,21,4.2,15.8,0.75,3.1500000000000004,5,13.43,0,2.4378560676532768,84.077136405919603]
[1988,3,22,4.5,5.0999999999999996,0.75,3.375,5,4.335,0,2.4378560676532768,82.474992473572868]
[1988,3,23,2.5,16.3,0.75,1.875,5,13.855,0,2.4378560676532768,91.892848541226144]
[1988,3,24,3.4,7.4,0.75,2.5499999999999998,5,6.29,0,2.4378560676532768,93.070704608879424]
[1988,3,25,13.3,101,0.75,9.9750000000000014,5,32.904295391120577,2.4378560676532786,2.4378560676532768,113.43785606765329]
[1988,3,26,4.2,18.600000000000001,0.75,3.1500000000000004,5,5.7121439323467147,2.4378560676532768,2.4378560676532768,113.43785606765327]
[1988,3,27,3.2,3,0.75,2.4000000000000004,5,2.5499999999999998,2.5712135306539707E-2,2.4378560676532768,111.02571213530653]
[1988,3,28,3.4,0.8,0.75,2.5499999999999998,5,0.68,0,2.4378560676532768,106.59356820295982]
[1988,3,29,3.4,0,0.75,2.5499999999999998,5,0,0,2.4378560676532768,101.48142427061309]
[1988,3,30,5.2,0,0.75,3.9000000000000004,5,0,0,2.4378560676532768,95.019280338266356]
[1988,3,31,3.4,0,0.75,2.5499999999999998,5,0,0,2.4378560676532768,89.90713640591963]
[1988,4,1,10.6,69.900000000000006,0.75,7.9499999999999993,5,34.042863594080373,2.437856067653275,2.4378560676532768,113.43785606765327]
[1988,4,2,1.5,31.9,0.75,1.125,5,3.6871439323467285,2.4378560676532715,2.4378560676532768,113.43785606765327]
[1988,4,3,3.4,7.2,0.75,2.5499999999999998,5,5.1121439323467284,2.4378560676532688,2.4378560676532768,113.43785606765327]
[1988,4,4,23.2,90.8,0.75,17.399999999999999,5,19.962143932346727,2.4378560676532928,2.4378560676532768,113.43785606765329]
[1988,4,5,33.4,41.1,0.75,25.049999999999997,5,27.612143932346711,2.4378560676532999,2.4378560676532768,113.4378560676533]
[1988,4,6,37.4,77.400000000000006,0.75,28.049999999999997,5,30.612143932346697,2.4378560676532999,2.4378560676532768,113.4378560676533]
[1988,4,7,35,224.2,0.75,26.25,5,28.8121439323467,2.4378560676532857,2.4378560676532768,113.43785606765329]
[1988,4,8,3,1.6,0.75,2.25,5,1.36,0,2.4378560676532768,109.98571213530656]
[1988,4,9,4.8,3.2,0.75,3.5999999999999996,5,2.72,0,2.4378560676532768,106.54356820295983]
[1988,4,10,21.4,72.599999999999994,0.75,16.049999999999997,5,25.506431797040165,2.4378560676532999,2.4378560676532768,113.4378560676533]
[1988,4,11,36,52.4,0.75,27,5,29.5621439323467,2.4378560676532857,2.4378560676532768,113.43785606765329]
[1988,4,12,45.8,106.4,0.75,34.349999999999994,5,36.912143932346709,2.4378560676532857,2.4378560676532768,113.43785606765329]
[1988,4,13,1.2,12.4,0.75,0.89999999999999991,5,3.4621439323467142,2.4378560676532772,2.4378560676532768,113.43785606765327]
[1988,4,14,2.4,0.4,0.75,1.7999999999999998,5,0.34,0,2.4378560676532768,109.41571213530655]
[1988,4,15,2.6,0.2,0.75,1.9500000000000002,5,0.17,0,2.4378560676532768,105.07356820295982]
[1988,4,16,4,0,0.75,3,5,0,0,2.4378560676532768,99.511424270613091]
[1988,4,17,3.5,10.3,0.75,2.625,5,8.7550000000000008,0,2.4378560676532768,103.07928033826636]
[1988,4,18,3.5,7.2,0.75,2.625,5,6.12,0,2.4378560676532768,104.01213640591963]
[1988,4,19,3.5,0.3,0.75,2.625,5,0.255,0,2.4378560676532768,99.079992473572901]
[1988,4,20,1.6,4,0.75,1.2000000000000002,5,3.4,0,2.4378560676532768,98.717848541226175]
[1988,4,21,2.4,5.8,0.75,1.7999999999999998,5,4.93,0,2.4378560676532768,99.285704608879456]
[1988,4,22,2.2999999999999998,0.9,0.75,1.7249999999999999,5,0.76500000000000001,0,2.4378560676532768,95.763560676532734]
[1988,4,23,2.4,0,0.75,1.7999999999999998,5,0,0,2.4378560676532768,91.401416744186008]
[1988,4,24,2.4,0.2,0.75,1.7999999999999998,5,0.17,0,2.4378560676532768,87.209272811839284]
[1988,4,25,3.8,0.2,0.75,2.8499999999999996,5,0.17,0,2.4378560676532768,81.967128879492563]
[1988,4,26,3.2,0,0.75,2.4000000000000004,5,0,0,2.4378560676532768,77.004984947145829]
[1988,4,27,2.2000000000000002,6.2,0.75,1.6500000000000001,5,5.27,0,2.4378560676532768,78.062841014799091]
[1988,4,28,3,14.6,0.75,2.25,5,12.41,0,2.4378560676532768,85.660697082452359]
[1988,4,29,2,2.2000000000000002,0.75,1.5,5,1.87,0,2.4378560676532768,83.468553150105635]
[1988,4,30,3.4,0,0.75,2.5499999999999998,5,0,0,2.4378560676532768,78.356409217758909]
[1988,5,1,2.2000000000000002,3,0.75,1.6500000000000001,5,2.5499999999999998,0,2.4378560676532768,76.694265285412172]
[1988,5,2,2,0.2,0.75,1.5,5,0.17,0,2.4378560676532768,72.802121353065445]
[1988,5,3,3.4,0.2,0.75,2.5499999999999998,5,0.17,0,2.4378560676532768,67.859977420718721]
[1988,5,4,2.6,0,0.75,1.9500000000000002,5,0,0,2.4378560676532768,63.34783348837199]
[1988,5,5,2.7,0.9,0.75,2.0250000000000004,5,0.76500000000000001,0,2.4378560676532768,59.525689556025256]
[1988,5,6,2.4,0.2,0.75,1.7999999999999998,5,0.17,0,2.4378560676532768,55.333545623678539]
[1988,5,7,2.2000000000000002,0,0.75,1.6500000000000001,5,0,0,2.4378560676532768,51.121401691331819]
[1988,5,8,3.2,0,0.75,2.4000000000000004,5,0,0,2.4378560676532768,46.159257758985099]
[1988,5,9,3.4,0,0.75,2.5499999999999998,1.159257758985099,0,0,2.4378560676532768,44.887856067653281]
[1988,5,10,2.8,0,0.75,2.0999999999999996,0,0,0,2.4378560676532768,45.225712135306559]
[1988,5,11,3,0,0.75,2.25,0.22571213530655854,0,0,2.4378560676532768,45.187856067653279]
[1988,5,12,4,5,0.75,3,0.18785606765327856,4.25,0,2.4378560676532768,48.687856067653279]
[1988,5,13,1.6,6,0.75,1.2000000000000002,3.6878560676532786,5.0999999999999996,0,2.4378560676532768,51.337856067653277]
[1988,5,14,4.2,3.6,0.75,3.1500000000000004,5,3.06,0,2.4378560676532768,48.685712135306559]
[1988,5,15,0.9,0.9,0.75,0.67500000000000004,3.6857121353065594,0.76500000000000001,0,2.4378560676532768,47.527856067653282]
[1988,5,16,1.8,0,0.75,1.35,2.527856067653282,0,0,2.4378560676532768,46.087856067653277]
[1988,5,17,3.2,0,0.75,2.4000000000000004,1.0878560676532771,0,0,2.4378560676532768,45.03785606765328]
[1988,5,18,1.9,2.7,0.75,1.4249999999999998,3.7856067653279979E-2,2.2949999999999999,0,2.4378560676532768,48.307856067653283]
[1988,5,19,3,0.2,0.75,2.25,3.3078560676532831,0.17,0,2.4378560676532768,45.35785606765328]
[1988,5,20,3.6,0,{"$f":"INDEX($Q$27:$T$27,CEILING((1+MOD(B2918,12))/3,1))","v":0.75},2.7,0.35785606765328026,0,0,2.4378560676532768,44.737856067653276]
[1988,5,21,2,0,0.75,1.5,0,{"$f":"MIN($B$21*E2919,$B$26-L2918+G2919+H2919)","v":0},0,2.4378560676532768,{"$f":"MAX(0,L2918+I2919+K2919-G2919-H2919)","v":45.675712135306554}]
[1988,5,22,3.4,0,0.75,{"$f":"IF(2*( L2919/$C$26)  <0.5,D2920*F2920*      4         *(L2919/$C$26),D2920*F2920)","v":2.5499999999999998},{"$f":"MIN($B$22, MAX(0, L2919-$C$26))","v":0.67571213530655427},0,{"$f":"MAX(0,L2919+I2920+$B$28-$B$26-H2920-G2920)","v":0},{"$f":"$B$28","v":2.4378560676532768},44.887856067653281]
[1988,5,23,2.4,0,0.75,1.7999999999999998,0,0,0,2.4378560676532768,45.525712135306563]
[1988,5,24,2.6,0,0.75,1.9500000000000002,0.5257121353065628,0,0,2.4378560676532768,45.487856067653276]
[1988,5,25,4.4000000000000004,0,0.75,3.3000000000000003,0.48785606765327572,0,0,2.4378560676532768,44.137856067653281]
[1988,5,26,2.6,0.4,0.75,1.9500000000000002,0,0.34,0,2.4378560676532768,44.965712135306561]
[1988,5,27,1,3.6,0.75,0.75,0,3.06,0,2.4378560676532768,49.713568202959841]
[1988,5,28,3.4,0,0.75,2.5499999999999998,4.7135682029598414,0,0,2.4378560676532768,44.887856067653281]
[1988,5,29,3.9,0.3,0.75,2.9249999999999998,0,0.255,0,2.4378560676532768,44.655712135306565]
[1988,5,30,2.8,0.2,0.75,2.0999999999999996,0,0.17,0,2.4378560676532768,45.163568202959844]
[1988,5,31,2.2999999999999998,8.9,0.75,1.7249999999999999,0.1635682029598442,7.5650000000000004,0,2.4378560676532768,53.277856067653275]
[1988,6,1,2,1,0.66,1.32,5,0.85,0,2.4378560676532768,50.245712135306555]
[1988,6,2,2.6,13.2,0.66,1.7160000000000002,5,11.219999999999999,0,2.4378560676532768,57.187568202959831]
[1988,6,3,2.4,3.4,0.66,1.5840000000000001,5,2.8899999999999997,0,2.4378560676532768,55.931424270613107]
[1988,6,4,3.2,1.8,0.66,2.1120000000000001,5,1.53,0,2.4378560676532768,52.787280338266385]
[1988,6,5,40.200000000000003,64.599999999999994,0.66,26.532000000000004,5,54.91,0,2.4378560676532768,78.603136405919656]
[1988,6,6,2,3.8,0.66,1.32,5,3.23,0,2.4378560676532768,77.950992473572938]
[1988,6,7,1.8,0,0.66,1.1880000000000002,5,0,0,2.4378560676532768,74.200848541226208]
[1988,6,8,3.8,0,0.66,2.508,5,0,0,2.4378560676532768,69.130704608879483]
[1988,6,9,2.6,0,0.66,1.7160000000000002,5,0,0,2.4378560676532768,64.852560676532761]
[1988,6,10,2.8,1.8,0.66,1.8479999999999999,5,1.53,0,2.4378560676532768,61.972416744186035]
[1988,6,11,2.6,0,0.66,1.7160000000000002,5,0,0,2.4378560676532768,57.694272811839305]
[1988,6,12,3,0,0.66,1.98,5,0,0,2.4378560676532768,53.152128879492587]
[1988,6,13,2,0,0.66,1.32,5,0,0,2.4378560676532768,49.269984947145865]
[1988,6,14,3,0,0.66,1.98,4.2699849471458649,0,0,2.4378560676532768,45.457856067653282]
[1988,6,15,2.4,0,0.66,1.5840000000000001,0.45785606765328168,0,0,2.4378560676532768,45.853856067653275]
[1988,6,16,1.6,0,0.66,1.056,0.85385606765327537,0,0,2.4378560676532768,46.381856067653281]
[1988,6,17,26.8,48.1,0.66,17.688000000000002,1.3818560676532812,40.884999999999998,0,2.4378560676532768,70.63485606765326]
[1988,6,18,2.8,0,0.66,1.8479999999999999,5,0,0,2.4378560676532768,66.224712135306532]
[1988,6,19,2.4,0,0.66,1.5840000000000001,5,0,0,2.4378560676532768,62.078568202959801]
[1988,6,20,3.2,0,0.66,2.1120000000000001,5,0,0,2.4378560676532768,57.40442427061307]
[1988,6,21,1,0,0.66,0.66,5,0,0,2.4378560676532768,54.182280338266352]
[1988,6,22,2.6,0,0.66,1.7160000000000002,5,0,0,2.4378560676532768,49.90413640591963]
[1988,6,23,2.6,3.2,0.66,1.7160000000000002,4.9041364059196297,2.72,0,2.4378560676532768,48.441856067653276]
[1988,6,24,2.2000000000000002,21.8,0.66,1.4520000000000002,3.4418560676532763,18.53,0,2.4378560676532768,64.515856067653274]
[1988,6,25,2.8,16.2,0.66,1.8479999999999999,5,13.77,0,2.4378560676532768,73.875712135306543]
[1988,6,26,1.7,3.1,0.66,1.1220000000000001,5,2.6349999999999998,0,2.4378560676532768,72.82656820295982]
[1988,6,27,1.6,1.2,0.66,1.056,5,1.02,0,2.4378560676532768,70.22842427061309]
[1988,6,28,2.6,0,0.66,1.7160000000000002,5,0,0,2.4378560676532768,65.950280338266367]
[1988,6,29,2.2999999999999998,0,0.66,1.518,5,0,0,2.4378560676532768,61.870136405919638]
[1988,6,30,2.6,0,0.66,1.7160000000000002,5,0,0,2.4378560676532768,57.591992473572908]
[1988,7,1,2.2000000000000002,0,0.66,1.4520000000000002,5,0,0,2.4378560676532768,53.577848541226189]
[1988,7,2,2,9.4,0.66,1.32,5,7.99,0,2.4378560676532768,57.685704608879469]
[1988,7,3,1,4,0.66,0.66,5,3.4,0,2.4378560676532768,57.863560676532749]
[1988,7,4,1.4,6,0.66,0.92399999999999993,5,5.0999999999999996,0,2.4378560676532768,59.477416744186016]
[1988,7,5,32.4,53.4,0.66,21.384,5,45.39,0,2.4378560676532768,80.921272811839287]
[1988,7,6,30.7,64.099999999999994,0.66,20.262,5,54.484999999999992,1.5821288794925579,2.4378560676532768,112.58212887949256]
[1988,7,7,2,0.4,0.66,1.32,5,0.34,0,2.4378560676532768,109.03998494714584]
[1988,7,8,2.2000000000000002,0,0.66,1.4520000000000002,5,0,0,2.4378560676532768,105.02584101479911]
[1988,7,9,2.8,0,0.66,1.8479999999999999,5,0,0,2.4378560676532768,100.61569708245239]
[1988,7,10,2.6,0,0.66,1.7160000000000002,5,0,0,2.4378560676532768,96.337553150105663]
[1988,7,11,2.6,22.8,0.66,1.7160000000000002,5,19.38,0.43940921775892949,2.4378560676532768,111.43940921775894]
[1988,7,12,16.399999999999999,69.5,0.66,10.824,5,15.384590782241064,2.4378560676532697,2.4378560676532768,113.43785606765327]
[1988,7,13,1.7,1.5,0.66,1.1220000000000001,5,1.2749999999999999,2.8712135306548481E-2,2.4378560676532768,111.02871213530655]
[1988,7,14,1.8,0,0.66,1.1880000000000002,5,0,0,2.4378560676532768,107.27856820295982]
[1988,7,15,2.4,0,0.66,1.5840000000000001,5,0,0,2.4378560676532768,103.13242427061309]
[1988,7,16,1.6,0.2,0.66,1.056,5,0.17,0,2.4378560676532768,99.684280338266362]
[1988,7,17,1.6,0,0.66,1.056,5,0,0,2.4378560676532768,96.066136405919636]
[1988,7,18,3.4,0,0.66,2.2440000000000002,5,0,0,2.4378560676532768,91.259992473572908]
[1988,7,19,1.4,0.2,0.66,0.92399999999999993,5,0.17,0,2.4378560676532768,87.943848541226174]
[1988,7,20,2,0,0.66,1.32,5,0,0,2.4378560676532768,84.061704608879452]
[1988,7,21,3.6,0,0.66,2.3760000000000003,5,0,0,2.4378560676532768,79.123560676532719]
[1988,7,22,3.8,8.6,0.66,2.508,5,7.31,0,2.4378560676532768,81.363416744185997]
[1988,7,23,6,0,{"$f":"INDEX($Q$27:$T$27,CEILING((1+MOD(B2982,12))/3,1))","v":0.66},3.96,5,0,0,2.4378560676532768,74.841272811839275]
[1988,7,24,3.4,0,0.66,2.2440000000000002,5,{"$f":"MIN($B$21*E2983,$B$26-L2982+G2983+H2983)","v":0},0,2.4378560676532768,{"$f":"MAX(0,L2982+I2983+K2983-G2983-H2983)","v":70.035128879492547}]
[1988,7,25,3,0,0.66,{"$f":"IF(2*( L2983/$C$26)  <0.5,D2984*F2984*      4         *(L2983/$C$26),D2984*F2984)","v":1.98},{"$f":"MIN($B$22, MAX(0, L2983-$C$26))","v":5},0,{"$f":"MAX(0,L2983+I2984+$B$28-$B$26-H2984-G2984)","v":0},{"$f":"$B$28","v":2.4378560676532768},65.492984947145814]
[1988,7,26,4,0,0.66,2.64,5,0,0,2.4378560676532768,60.290841014799085]
[1988,7,27,5.4,0,0.66,3.5640000000000005,5,0,0,2.4378560676532768,54.164697082452363]
[1988,7,28,3,0,0.66,1.98,5,0,0,2.4378560676532768,49.622553150105645]
[1988,7,29,1.2,0,0.66,0.79200000000000004,4.6225531501056452,0,0,2.4378560676532768,46.645856067653277]
[1988,7,30,4,0,0.66,2.64,1.645856067653277,0,0,2.4378560676532768,44.797856067653278]
[1988,7,31,3.4,0,0.66,2.2440000000000002,0,0,0,2.4378560676532768,44.991712135306557]
[1988,8,1,1.4,0,0.66,0.92399999999999993,0,0,0,2.4378560676532768,46.505568202959836]
[1988,8,2,2.8,0.6,0.66,1.8479999999999999,1.5055682029598358,0.51,0,2.4378560676532768,46.099856067653278]
[1988,8,3,1.8,0,0.66,1.1880000000000002,1.0998560676532776,0,0,2.4378560676532768,46.249856067653276]
[1988,8,4,1.8,0.2,0.66,1.1880000000000002,1.2498560676532762,0.17,0,2.4378560676532768,46.419856067653278]
[1988,8,5,2.6,0.2,0.66,1.7160000000000002,1.4198560676532779,0.17,0,2.4378560676532768,45.891856067653279]
[1988,8,6,3,0,0.66,1.98,0.89185606765327918,0,0,2.4378560676532768,45.457856067653282]
[1988,8,7,6.4,0,0.66,4.2240000000000002,0.45785606765328168,0,0,2.4378560676532768,43.213856067653282]
[1988,8,8,4,0,0.66,2.64,0,0,0,2.4378560676532768,43.01171213530656]
[1988,8,9,4,0,0.66,2.64,0,0,0,2.4378560676532768,42.809568202959838]
[1988,8,10,3,0,0.66,1.98,0,0,0,2.4378560676532768,43.26742427061312]
[1988,8,11,3.2,0,0.66,2.1120000000000001,0,0,0,2.4378560676532768,43.593280338266396]
[1988,8,12,2.8,10.4,0.66,1.8479999999999999,0,8.84,0,2.4378560676532768,53.023136405919679]
[1988,8,13,1.8,3.4,0.66,1.1880000000000002,5,2.8899999999999997,0,2.4378560676532768,52.162992473572956]
[1988,8,14,3,18.2,0.66,1.98,5,15.469999999999999,0,2.4378560676532768,63.090848541226222]
[1988,8,15,2,2.4,0.66,1.32,5,2.04,0,2.4378560676532768,61.248704608879507]
[1988,8,16,2,1.2,0.66,1.32,5,1.02,0,2.4378560676532768,58.386560676532788]
[1988,8,17,3.2,0,0.66,2.1120000000000001,5,0,0,2.4378560676532768,53.712416744186065]
[1988,8,18,5.2,0,0.66,3.4320000000000004,5,0,0,2.4378560676532768,47.718272811839341]
[1988,8,19,4,0,0.66,2.64,2.7182728118393413,0,0,2.4378560676532768,44.797856067653278]
[1988,8,20,2.4,0,0.66,1.5840000000000001,0,0,0,2.4378560676532768,45.651712135306553]
[1988,8,21,2.6,0,0.66,1.7160000000000002,0.65171213530655336,0,0,2.4378560676532768,45.721856067653277]
[1988,8,22,3,0,0.66,1.98,0.72185606765327748,0,0,2.4378560676532768,45.457856067653282]
[1988,8,23,3.8,13.4,0.66,2.508,0.45785606765328168,11.39,0,2.4378560676532768,56.319856067653276]
[1988,8,24,3.6,0.6,0.66,2.3760000000000003,5,0.51,0,2.4378560676532768,51.891712135306555]
[1988,8,25,4,0,0.66,2.64,5,0,0,2.4378560676532768,46.689568202959833]
[1988,8,26,1.6,0,0.66,1.056,1.6895682029598333,0,0,2.4378560676532768,46.381856067653281]
[1988,8,27,3.2,0,0.66,2.1120000000000001,1.3818560676532812,0,0,2.4378560676532768,45.325856067653277]
[1988,8,28,3.2,11.8,0.66,2.1120000000000001,0.32585606765327668,10.030000000000001,0,2.4378560676532768,55.355856067653278]
[1988,8,29,5.4,0,0.66,3.5640000000000005,5,0,0,2.4378560676532768,49.229712135306556]
[1988,8,30,3.4,0,0.66,2.2440000000000002,4.2297121353065563,0,0,2.4378560676532768,45.193856067653279]
[1988,8,31,3.2,0,0.66,2.1120000000000001,0.19385606765327879,0,0,2.4378560676532768,45.325856067653277]
[1988,9,1,1.4,0,0.74,1.036,0.32585606765327668,0,0,2.4378560676532768,46.401856067653277]
[1988,9,2,2.2000000000000002,1.6,0.74,1.6280000000000001,1.4018560676532772,1.36,0,2.4378560676532768,47.169856067653278]
[1988,9,3,1.5,2.7,0.74,1.1099999999999999,2.1698560676532779,2.2949999999999999,0,2.4378560676532768,48.622856067653281]
[1988,9,4,4,0,0.74,2.96,3.6228560676532808,0,0,2.4378560676532768,44.477856067653278]
[1988,9,5,4.5999999999999996,0,0.74,3.4039999999999999,0,0,0,2.4378560676532768,43.511712135306553]
[1988,9,6,2.8,0,0.74,2.0720000000000001,0,0,0,2.4378560676532768,43.877568202959829]
[1988,9,7,3.2,3.8,0.74,2.3679999999999999,0,3.23,0,2.4378560676532768,47.177424270613102]
[1988,9,8,3.6,0.8,0.74,2.6640000000000001,2.177424270613102,0.68,0,2.4378560676532768,45.453856067653277]
[1988,9,9,2,0.2,0.74,1.48,0.4538560676532768,0.17,0,2.4378560676532768,46.127856067653283]
[1988,9,10,3.6,0,0.74,2.6640000000000001,1.1278560676532834,0,0,2.4378560676532768,44.773856067653277]
[1988,9,11,3,0,0.74,2.2199999999999998,0,0,0,2.4378560676532768,44.991712135306557]
[1988,9,12,4.4000000000000004,4,0.74,3.2560000000000002,0,3.4,0,2.4378560676532768,47.573568202959834]
[1988,9,13,2,2.4,0.74,1.48,2.5735682029598337,2.04,0,2.4378560676532768,47.997856067653281]
[1988,9,14,3.4,38.799999999999997,0.74,2.516,2.9978560676532808,32.979999999999997,0,2.4378560676532768,77.901856067653256]
[1988,9,15,30.8,124,0.74,22.792000000000002,5,60.890143932346746,2.4378560676532857,2.4378560676532768,113.43785606765329]
[1988,9,16,1.6,8.4,0.74,1.1839999999999999,5,3.7461439323467145,2.4378560676532688,2.4378560676532768,113.43785606765327]
[1988,9,17,4.2,0,0.74,3.1080000000000001,5,0,0,2.4378560676532768,107.76771213530654]
[1988,9,18,6.8,0,0.74,5.032,5,0,0,2.4378560676532768,100.17356820295981]
[1988,9,19,6,0,0.74,4.4399999999999995,5,0,0,2.4378560676532768,93.171424270613088]
[1988,9,20,6,1,0.74,4.4399999999999995,5,0.85,0,2.4378560676532768,87.019280338266356]
[1988,9,21,4,0,0.74,2.96,5,0,0,2.4378560676532768,81.497136405919633]
[1988,9,22,4.5999999999999996,0,0.74,3.4039999999999999,5,0,0,2.4378560676532768,75.530992473572908]
[1988,9,23,4.2,0,0.74,3.1080000000000001,5,0,0,2.4378560676532768,69.860848541226176]
[1988,9,24,5.6,0,0.74,4.1440000000000001,5,0,0,2.4378560676532768,63.154704608879442]
[1988,9,25,5.4,0,{"$f":"INDEX($Q$27:$T$27,CEILING((1+MOD(B3046,12))/3,1))","v":0.74},3.996,5,0,0,2.4378560676532768,56.596560676532711]
[1988,9,26,3.4,0,0.74,2.516,5,{"$f":"MIN($B$21*E3047,$B$26-L3046+G3047+H3047)","v":0},0,2.4378560676532768,{"$f":"MAX(0,L3046+I3047+K3047-G3047-H3047)","v":51.518416744185991}]
[1988,9,27,4.5999999999999996,0.2,0.74,{"$f":"IF(2*( L3047/$C$26)  <0.5,D3048*F3048*      4         *(L3047/$C$26),D3048*F3048)","v":3.4039999999999999},{"$f":"MIN($B$22, MAX(0, L3047-$C$26))","v":5},0.17,{"$f":"MAX(0,L3047+I3048+$B$28-$B$26-H3048-G3048)","v":0},{"$f":"$B$28","v":2.4378560676532768},45.722272811839275]
[1988,9,28,4.8,2.8,0.74,3.552,0.72227281183927516,2.38,0,2.4378560676532768,46.265856067653282]
[1988,9,29,7.6,0,0.74,5.6239999999999997,1.2658560676532815,0,0,2.4378560676532768,41.813856067653276]
[1988,9,30,7,0,0.74,5.18,0,0,0,2.4378560676532768,39.071712135306555]
[1988,10,1,5,0,0.74,3.7,0,0,0,2.4378560676532768,37.809568202959831]
[1988,10,2,6.2,0,0.74,4.5880000000000001,0,0,0,2.4378560676532768,35.659424270613108]
[1988,10,3,4,0,0.74,2.96,0,0,0,2.4378560676532768,35.137280338266386]
[1988,10,4,6.5,0,0.74,4.8099999999999996,0,0,0,2.4378560676532768,32.765136405919662]
[1988,10,5,5.2,0,0.74,3.8479999999999999,0,0,0,2.4378560676532768,31.354992473572942]
[1988,10,6,8,0,0.74,5.92,0,0,0,2.4378560676532768,27.872848541226219]
[1988,10,7,4.5999999999999996,0,0.74,3.4039999999999999,0,0,0,2.4378560676532768,26.906704608879497]
[1988,10,8,5.8,0,0.74,4.2919999999999998,0,0,0,2.4378560676532768,25.052560676532771]
[1988,10,9,5.6,9.6,0.74,4.1440000000000001,0,8.16,0,2.4378560676532768,31.506416744186055]
[1988,10,10,7.4,0,0.74,5.476,0,0,0,2.4378560676532768,28.468272811839334]
[1988,10,11,6.6,0,0.74,4.8839999999999995,0,0,0,2.4378560676532768,26.022128879492612]
[1988,10,12,4.4000000000000004,0,0.74,3.2560000000000002,0,0,0,2.4378560676532768,25.203984947145891]
[1988,10,13,5.8,0,0.74,4.2919999999999998,0,0,0,2.4378560676532768,23.349841014799168]
[1988,10,14,4.8,0,0.74,3.552,0,0,0,2.4378560676532768,22.235697082452447]
[1988,10,15,7.2,0,0.74,5.3280000000000003,0,0,0,2.4378560676532768,19.345553150105726]
[1988,10,16,7.8,0,0.74,5.7720000000000002,0,0,0,2.4378560676532768,16.011409217759002]
[1988,10,17,2.6,0,0.74,1.9239999999999999,0,0,0,2.4378560676532768,16.525265285412281]
[1988,10,18,9.8000000000000007,0,0.74,7.2520000000000007,0,0,0,2.4378560676532768,11.711121353065559]
[1988,10,19,5.4,0,0.74,3.996,0,0,0,2.4378560676532768,10.152977420718836]
[1988,10,20,6.6,0,0.74,4.4077459309147367,0,0,0,2.4378560676532768,8.1830875574573767]
[1988,10,21,5.8,0,0.74,3.121938826365072,0,0,0,2.4378560676532768,7.499004798745581]
[1988,10,22,6.8,0,0.74,3.3542215242033571,0,0,0,2.4378560676532768,6.5826393421955007]
[1988,10,23,10.6,0,0.74,4.589708711127245,0,0,0,2.4378560676532768,4.4307866987215325]
[1988,10,24,3.2,0.2,0.74,0.93263136911756339,0,0.17,0,2.4378560676532768,6.1060113972572463]
[1988,10,25,3.8,0,0.74,1.5262314710299891,0,0,0,2.4378560676532768,7.0176359938805337]
[1988,10,26,4.4000000000000004,0.2,0.74,2.0310598040955572,0,0.17,0,2.4378560676532768,7.5944322574382532]
[1988,10,27,5.6,0,0.74,2.7974513133176995,0,0,0,2.4378560676532768,7.2348370117738305]
[1988,10,28,6.2,0,0.74,2.9505273075571852,0,0,0,2.4378560676532768,6.7221657718699221]
[1988,10,29,6.6,0,0.74,2.9183162337611286,0,0,0,2.4378560676532768,6.2417056057620712]
[1988,10,30,7.4,0,0.74,3.0381848797469426,0,0,0,2.4378560676532768,5.6413767936684049]
[1988,10,31,8.4,0,0.74,3.1170487243949161,0,0,0,2.4378560676532768,4.9621841369267656]
[1988,11,1,6.3,0.7,0.74,2.0563291063424516,0,0.59499999999999997,0,2.4378560676532768,5.9387110982375901]
[1988,11,2,3,0,0.74,1.1719056567188844,0,0,0,2.4378560676532768,7.2046615091719826]
[1988,11,3,5.8,0,0.74,2.7486584175436577,0,0,0,2.4378560676532768,6.8938591592816021]
[1988,11,4,7,0,0.74,3.174239150673662,0,0,0,2.4378560676532768,6.1574760762612168]
[1988,11,5,8,0,0.74,3.2402007441303469,0,0,0,2.4378560676532768,5.3551313997841472]
[1988,11,6,8.6999999999999993,3.1,0.74,3.0645631957164743,0,2.6349999999999998,0,2.4378560676532768,7.3634242717209499]
[1988,11,7,3.2,12.6,0.74,1.5499189933720185,0,10.709999999999999,0,2.4378560676532768,18.961361346002207]
[1988,11,8,4.5999999999999996,3.2,0.74,3.4039999999999999,0,2.72,0,2.4378560676532768,20.715217413655484]
[1988,11,9,6,0,0.74,4.4399999999999995,0,0,0,2.4378560676532768,18.713073481308761]
[1988,11,10,5.4,0,0.74,3.996,0,0,0,2.4378560676532768,17.154929548962041]
[1988,11,11,5.6,0,0.74,4.1440000000000001,0,0,0,2.4378560676532768,15.448785616615316]
[1988,11,12,6.1,2.1,0.74,4.5139999999999993,0,1.7849999999999999,0,2.4378560676532768,15.157641684268594]
[1988,11,13,4.5999999999999996,0.6,0.74,3.4039999999999999,0,0.51,0,2.4378560676532768,14.70149775192187]
[1988,11,14,4.8,9,0.74,3.552,0,7.6499999999999995,0,2.4378560676532768,21.237353819575148]
[1988,11,15,6.6,0,0.74,4.8839999999999995,0,0,0,2.4378560676532768,18.791209887228426]
[1988,11,16,7.8,8,0.74,5.7720000000000002,0,6.8,0,2.4378560676532768,22.257065954881703]
[1988,11,17,10.4,0,0.74,7.6959999999999997,0,0,0,2.4378560676532768,16.998922022534984]
[1988,11,18,10.8,0,0.74,7.992,0,0,0,2.4378560676532768,11.444778090188262]
[1988,11,19,7.2,0,0.74,5.3280000000000003,0,0,0,2.4378560676532768,8.5546341578415372]
[1988,11,20,6,0,0.74,3.376228947628126,0,0,0,2.4378560676532768,7.6162612778666876]
[1988,11,21,5.4,0,0.74,2.7052960058982474,0,0,0,2.4378560676532768,7.3488213396217166]
[1988,11,22,6.4,13,0.74,3.0936904768398619,0,11.049999999999999,0,2.4378560676532768,17.74298693043513]
[1988,11,23,8.4,0,0.74,6.2160000000000002,0,0,0,2.4378560676532768,13.964842998088407]
[1988,11,24,4.8,0,0.74,3.552,0,0,0,2.4378560676532768,12.850699065741686]
[1988,11,25,7.2,7.6,0.74,5.3280000000000003,0,6.46,0,2.4378560676532768,16.420555133394966]
[1988,11,26,6.6,0,0.74,4.8839999999999995,0,0,0,2.4378560676532768,13.974411201048241]
[1988,11,27,5.6,6.4,0.74,4.1440000000000001,0,5.44,0,2.4378560676532768,17.708267268701519]
[1988,11,28,2.2000000000000002,6.4,{"$f":"INDEX($Q$27:$T$27,CEILING((1+MOD(B3110,12))/3,1))","v":0.74},1.6280000000000001,0,5.44,0,2.4378560676532768,23.958123336354795]
[1988,11,29,6.4,0,0.74,4.7359999999999998,0,{"$f":"MIN($B$21*E3111,$B$26-L3110+G3111+H3111)","v":0},0,2.4378560676532768,{"$f":"MAX(0,L3110+I3111+K3111-G3111-H3111)","v":21.659979404008073}]
[1988,11,30,6.4,0,0.74,{"$f":"IF(2*( L3111/$C$26)  <0.5,D3112*F3112*      4         *(L3111/$C$26),D3112*F3112)","v":4.7359999999999998},{"$f":"MIN($B$22, MAX(0, L3111-$C$26))","v":0},0,{"$f":"MAX(0,L3111+I3112+$B$28-$B$26-H3112-G3112)","v":0},{"$f":"$B$28","v":2.4378560676532768},19.361835471661347]
[1988,12,1,6.2,0,0.78,4.8360000000000003,0,0,0,2.4378560676532768,16.963691539314624]
[1988,12,2,6.2,0,0.78,4.8360000000000003,0,0,0,2.4378560676532768,14.565547606967902]
[1988,12,3,6.1,2.2999999999999998,0.78,4.758,0,1.9549999999999998,0,2.4378560676532768,14.200403674621182]
[1988,12,4,7.2,0,0.78,5.6160000000000005,0,0,0,2.4378560676532768,11.022259742274457]
[1988,12,5,7.6,0,0.78,5.8079960668624873,0,0,0,2.4378560676532768,7.6521197430652466]
[1988,12,6,6.4,0,0.78,3.395500600656153,0,0,0,2.4378560676532768,6.6944752100623717]
[1988,12,7,7.2,4.4000000000000004,0.78,3.3418820248631365,0,3.74,0,2.4378560676532768,9.5304492528525131]
[1988,12,8,3.4,38.200000000000003,0.78,2.2466445705390994,0,32.47,0,2.4378560676532768,42.191660749966694]
[1988,12,9,2.6,34.6,0.78,2.028,0,29.41,0,2.4378560676532768,72.011516817619963]
[1988,12,10,3.5,2.1,0.78,2.73,5,1.7849999999999999,0,2.4378560676532768,68.504372885273227]
[1988,12,11,8,0,0.78,6.24,5,0,0,2.4378560676532768,59.702228952926504]
[1988,12,12,8,11,0.78,6.24,5,9.35,0,2.4378560676532768,60.250085020579775]
[1988,12,13,6,9.1999999999999993,0.78,4.68,5,7.8199999999999994,0,2.4378560676532768,60.827941088233047]
[1988,12,14,3.8,7.6,0.78,2.964,5,6.46,0,2.4378560676532768,61.761797155886313]
[1988,12,15,3.8,4.5999999999999996,0.78,2.964,5,3.9099999999999997,0,2.4378560676532768,60.145653223539583]
[1988,12,16,5.8,50.6,0.78,4.524,5,43.01,0,2.4378560676532768,96.069509291192858]
[1988,12,17,4.5999999999999996,8.6,0.78,3.5879999999999996,5,7.31,0,2.4378560676532768,97.229365358846138]
[1988,12,18,4.2,24.4,0.78,3.2760000000000002,5,20.74,1.1312214264994043,2.4378560676532768,112.13122142649941]
[1988,12,19,0,94,0.78,0,5,3.8687785735005917,2.4378560676532715,2.4378560676532768,113.43785606765327]
[1988,12,20,5.6,8,0.78,4.3679999999999994,5,6.8,2.3077121353065406,2.4378560676532768,113.30771213530655]
[1988,12,21,3.4,1,0.78,2.6520000000000001,5,0.85,0,2.4378560676532768,108.94356820295981]
[1988,12,22,5.2,1.8,0.78,4.056,5,1.53,0,2.4378560676532768,103.85542427061309]
[1988,12,23,4.5999999999999996,2.6,0.78,3.5879999999999996,5,2.21,0,2.4378560676532768,99.915280338266356]
[1988,12,24,2.2999999999999998,1.3,0.78,1.7939999999999998,5,1.105,0,2.4378560676532768,96.664136405919635]
[1988,12,25,4,11.4,0.78,3.12,5,9.69,0,2.4378560676532768,100.6719924735729]
[1988,12,26,4.5,19.100000000000001,0.78,3.5100000000000002,5,16.234999999999999,0,2.4378560676532768,110.83484854122617]
[1988,12,27,6.6,0.6,0.78,5.1479999999999997,5,0.51,0,2.4378560676532768,103.63470460887945]
[1988,12,28,1.4,5.4,0.78,1.0919999999999999,5,4.59,0,2.4378560676532768,104.57056067653272]
[1988,12,29,5.3,0.7,0.78,4.1340000000000003,5,0.59499999999999997,0,2.4378560676532768,98.469416744185992]
[1988,12,30,2.8,2.6,0.78,2.1839999999999997,5,2.21,0,2.4378560676532768,95.933272811839259]
[1988,12,31,4.4000000000000004,0,0.78,3.4320000000000004,5,0,0,2.4378560676532768,89.939128879492529]
[1989,1,1,5.6,4.4000000000000004,0.78,4.3679999999999994,5,3.74,0,2.4378560676532768,86.7489849471458]
[1989,1,2,2.4,8.8000000000000007,0.78,1.8719999999999999,5,7.48,0,2.4378560676532768,89.794841014799076]
[1989,1,3,4.4000000000000004,17.2,0.78,3.4320000000000004,5,14.62,0,2.4378560676532768,98.420697082452349]
[1989,1,4,5,0.4,0.78,3.9000000000000004,5,0.34,0,2.4378560676532768,92.298553150105619]
[1989,1,5,5.8,0,0.78,4.524,5,0,0,2.4378560676532768,85.212409217758889]
[1989,1,6,4.4000000000000004,0,0.78,3.4320000000000004,5,0,0,2.4378560676532768,79.218265285412159]
[1989,1,7,3.7,5.7,0.78,2.8860000000000001,5,4.8449999999999998,0,2.4378560676532768,78.615121353065433]
[1989,1,8,3.8,10.199999999999999,0.78,2.964,5,8.67,0,2.4378560676532768,81.758977420718708]
[1989,1,9,5,0,0.78,3.9000000000000004,5,0,0,2.4378560676532768,75.296833488371973]
[1989,1,10,7.4,0,0.78,5.7720000000000002,5,0,0,2.4378560676532768,66.962689556025239]
[1989,1,11,6.5,2.9,0.78,5.07,5,2.4649999999999999,0,2.4378560676532768,61.795545623678521]
[1989,1,12,7,1.2,0.78,5.46,5,1.02,0,2.4378560676532768,54.793401691331802]
[1989,1,13,6.6,2.2000000000000002,0.78,5.1479999999999997,5,1.87,0,2.4378560676532768,48.953257758985075]
[1989,1,14,5.4,16.2,0.78,4.2120000000000006,3.9532577589850746,13.77,0,2.4378560676532768,56.995856067653264]
[1989,1,15,6.2,3,0.78,4.8360000000000003,5,2.5499999999999998,0,2.4378560676532768,52.147712135306541]
[1989,1,16,3.2,8.8000000000000007,0.78,2.4960000000000004,5,7.48,0,2.4378560676532768,54.569568202959815]
[1989,1,17,4.2,4.2,0.78,3.2760000000000002,5,3.57,0,2.4378560676532768,52.30142427061309]
[1989,1,18,6.4,0,0.78,4.9920000000000009,5,0,0,2.4378560676532768,44.747280338266364]
[1989,1,19,7.6,5.2,0.78,5.9279999999999999,0,4.42,0,2.4378560676532768,45.677136405919647]
[1989,1,20,5,1,0.78,3.9000000000000004,0.67713640591964719,0.85,0,2.4378560676532768,44.387856067653281]
[1989,1,21,3.8,0,0.78,2.964,0,0,0,2.4378560676532768,43.861712135306561]
[1989,1,22,6.6,32.799999999999997,0.78,5.1479999999999997,0,27.879999999999995,0,2.4378560676532768,69.031568202959832]
[1989,1,23,6.2,31,0.78,4.8360000000000003,5,26.349999999999998,0,2.4378560676532768,87.983424270613099]
[1989,1,24,26.5,112.4,0.78,20.67,5,48.686575729386902,2.4378560676532999,2.4378560676532768,113.4378560676533]
[1989,1,25,4.5999999999999996,5.8,0.78,3.5879999999999996,5,4.93,1.2177121353065643,2.4378560676532768,112.21771213530657]
[1989,1,26,4.9000000000000004,6.7,0.78,3.8220000000000005,5,5.6950000000000003,0.52856820295984841,2.4378560676532768,111.52856820295985]
[1989,1,27,4.3,5.0999999999999996,0.78,3.3540000000000001,5,4.335,0,2.4378560676532768,109.94742427061311]
[1989,1,28,5.5,24.3,0.78,4.29,5,10.342575729386887,2.4378560676532635,2.4378560676532768,113.43785606765326]
[1989,1,29,2.7,18.5,0.78,2.1060000000000003,5,4.6681439323467426,2.4378560676532657,2.4378560676532768,113.43785606765327]
[1989,1,30,4.2,3.8,0.78,3.2760000000000002,5,3.23,0,2.4378560676532768,110.82971213530655]
[1989,1,31,5.4,0,{"$f":"INDEX($Q$27:$T$27,CEILING((1+MOD(B3174,12))/3,1))","v":0.78},4.2120000000000006,5,0,0,2.4378560676532768,104.05556820295982]
[1989,2,1,5.2,1.4,0.78,4.056,5,{"$f":"MIN($B$21*E3175,$B$26-L3174+G3175+H3175)","v":1.19},0,2.4378560676532768,{"$f":"MAX(0,L3174+I3175+K3175-G3175-H3175)","v":98.627424270613091}]
[1989,2,2,6.4,2.6,0.78,{"$f":"IF(2*( L3175/$C$26)  <0.5,D3176*F3176*      4         *(L3175/$C$26),D3176*F3176)","v":4.9920000000000009},{"$f":"MIN($B$22, MAX(0, L3175-$C$26))","v":5},2.21,{"$f":"MAX(0,L3175+I3176+$B$28-$B$26-H3176-G3176)","v":0},{"$f":"$B$28","v":2.4378560676532768},93.283280338266351]
[1989,2,3,4.5999999999999996,0,0.78,3.5879999999999996,5,0,0,2.4378560676532768,87.133136405919629]
[1989,2,4,5.8,0,0.78,4.524,5,0,0,2.4378560676532768,80.046992473572899]
[1989,2,5,2.8,0,0.78,2.1839999999999997,5,0,0,2.4378560676532768,75.300848541226173]
[1989,2,6,2.2000000000000002,10.6,0.78,1.7160000000000002,5,9.01,0,2.4378560676532768,80.032704608879456]
[1989,2,7,2.6,12.8,0.78,2.028,5,10.88,0,2.4378560676532768,86.322560676532717]
[1989,2,8,5,0,0.78,3.9000000000000004,5,0,0,2.4378560676532768,79.860416744185983]
[1989,2,9,3.6,0,0.78,2.8080000000000003,5,0,0,2.4378560676532768,74.490272811839247]
[1989,2,10,6.8,0,0.78,5.3040000000000003,5,0,0,2.4378560676532768,66.624128879492517]
[1989,2,11,7.8,18.8,0.78,6.0839999999999996,5,15.98,0,2.4378560676532768,73.957984947145789]
[1989,2,12,3.4,7.6,0.78,2.6520000000000001,5,6.46,0,2.4378560676532768,75.203841014799053]
[1989,2,13,4.5999999999999996,9.8000000000000007,0.78,3.5879999999999996,5,8.33,0,2.4378560676532768,77.383697082452329]
[1989,2,14,4.5999999999999996,10.199999999999999,0.78,3.5879999999999996,5,8.67,0,2.4378560676532768,79.903553150105608]
[1989,2,15,5.7,11.1,0.78,4.4460000000000006,5,9.4349999999999987,0,2.4378560676532768,82.330409217758884]
[1989,2,16,3.9,0.7,0.78,3.0419999999999998,5,0.59499999999999997,0,2.4378560676532768,77.321265285412153]
[1989,2,17,3.8,2.8,0.78,2.964,5,2.38,0,2.4378560676532768,74.175121353065421]
[1989,2,18,5.6,8.6,0.78,4.3679999999999994,5,7.31,0,2.4378560676532768,74.5549774207187]
[1989,2,19,3.8,1.4,0.78,2.964,5,1.19,0,2.4378560676532768,70.21883348837197]
[1989,2,20,4.4000000000000004,0,0.78,3.4320000000000004,5,0,0,2.4378560676532768,64.22468955602524]
[1989,2,21,6.8,6,0.78,5.3040000000000003,5,5.0999999999999996,0,2.4378560676532768,61.458545623678503]
[1989,2,22,5.8,0,0.78,4.524,5,0,0,2.4378560676532768,54.372401691331781]
[1989,2,23,5.6,0,0.78,4.3679999999999994,5,0,0,2.4378560676532768,47.442257758985058]
[1989,2,24,5.2,5.2,0.78,4.056,2.4422577589850576,4.42,0,2.4378560676532768,47.801856067653283]
[1989,2,25,4.8,3.6,0.78,3.7439999999999998,2.8018560676532829,3.06,0,2.4378560676532768,46.753856067653281]
[1989,2,26,5.2,2.8,0.78,4.056,1.7538560676532811,2.38,0,2.4378560676532768,45.761856067653284]
[1989,2,27,3.6,7.4,0.78,2.8080000000000003,0.76185606765328373,6.29,0,2.4378560676532768,50.919856067653278]
[1989,2,28,5.0999999999999996,14.1,0.78,3.9779999999999998,5,11.984999999999999,0,2.4378560676532768,56.364712135306554]
[1989,3,1,4.0999999999999996,11.9,0.75,3.0749999999999997,5,10.115,0,2.4378560676532768,60.842568202959825]
[1989,3,2,2.1,5.5,0.75,1.5750000000000002,5,4.6749999999999998,0,2.4378560676532768,61.380424270613091]
[1989,3,3,4.5,28.5,0.75,3.375,5,24.224999999999998,0,2.4378560676532768,79.668280338266356]
[1989,3,4,3.5,5.3,0.75,2.625,5,4.5049999999999999,0,2.4378560676532768,78.986136405919623]
[1989,3,5,3,32,0.75,2.25,5,27.2,0,2.4378560676532768,101.3739924735729]
[1989,3,6,2.8,2.8,0.75,2.0999999999999996,5,2.38,0,2.4378560676532768,99.09184854122617]
[1989,3,7,3.6,0.2,0.75,2.7,5,0.17,0,2.4378560676532768,93.999704608879441]
[1989,3,8,3.5,0.3,0.75,2.625,5,0.255,0,2.4378560676532768,89.067560676532707]
[1989,3,9,4.5999999999999996,0,0.75,3.4499999999999997,5,0,0,2.4378560676532768,83.055416744185976]
[1989,3,10,6,0,0.75,4.5,5,0,0,2.4378560676532768,75.993272811839248]
[1989,3,11,5.4,0,0.75,4.0500000000000007,5,0,0,2.4378560676532768,69.381128879492522]
[1989,3,12,5,0,0.75,3.75,5,0,0,2.4378560676532768,63.068984947145793]
[1989,3,13,5,0,0.75,3.75,5,0,0,2.4378560676532768,56.756841014799065]
[1989,3,14,5.4,0,0.75,4.0500000000000007,5,0,0,2.4378560676532768,50.144697082452339]
[1989,3,15,7,0,0.75,5.25,5,0,0,2.4378560676532768,42.332553150105618]
[1989,3,16,7.2,23.2,0.75,5.4,0,19.72,0,2.4378560676532768,59.090409217758896]
[1989,3,17,0,52.5,0.75,0,5,44.625,0,2.4378560676532768,101.15326528541216]
[1989,3,18,1.8,3.4,0.75,1.35,5,2.8899999999999997,0,2.4378560676532768,100.13112135306544]
[1989,3,19,3.1,0.1,0.75,2.3250000000000002,5,8.5000000000000006E-2,0,2.4378560676532768,95.328977420718701]
[1989,3,20,4.2,0.2,0.75,3.1500000000000004,5,0.17,0,2.4378560676532768,89.786833488371968]
[1989,3,21,3.9,0.3,0.75,2.9249999999999998,5,0.255,0,2.4378560676532768,84.554689556025238]
[1989,3,22,4.2,0,0.75,3.1500000000000004,5,0,0,2.4378560676532768,78.842545623678504]
[1989,3,23,5,0,0.75,3.75,5,0,0,2.4378560676532768,72.530401691331775]
[1989,3,24,4.0999999999999996,0.1,0.75,3.0749999999999997,5,8.5000000000000006E-2,0,2.4378560676532768,66.978257758985038]
[1989,3,25,5,1,0.75,3.75,5,0.85,0,2.4378560676532768,61.516113826638303]
[1989,3,26,1,29,0.75,0.75,5,24.65,0,2.4378560676532768,82.853969894291581]
[1989,3,27,0.6,10.6,0.75,0.44999999999999996,5,9.01,0,2.4378560676532768,88.851825961944854]
[1989,3,28,0.8,10,0.75,0.60000000000000009,5,8.5,0,2.4378560676532768,94.189682029598131]
[1989,3,29,3.2,3.2,0.75,2.4000000000000004,5,2.72,0,2.4378560676532768,91.947538097251396]
[1989,3,30,2.6,29.2,0.75,1.9500000000000002,5,24.82,1.2553941649046605,2.4378560676532768,112.25539416490466]
[1989,3,31,4.2,1.2,0.75,3.1500000000000004,5,1.02,0,2.4378560676532768,107.56325023255792]
[1989,4,1,0,41.4,0.75,0,5,8.4367497674420804,2.4378560676532715,2.4378560676532768,113.43785606765327]
[1989,4,2,0,54.6,0.75,0,5,2.5621439323467285,2.4378560676532715,2.4378560676532768,113.43785606765327]
[1989,4,3,1,10,0.75,0.75,5,3.3121439323467285,2.4378560676532715,2.4378560676532768,113.43785606765327]
[1989,4,4,2.6,14.6,0.75,1.9500000000000002,5,4.5121439323467287,2.4378560676532741,2.4378560676532768,113.43785606765327]
[1989,4,5,3.2,4.8,{"$f":"INDEX($Q$27:$T$27,CEILING((1+MOD(B3238,12))/3,1))","v":0.75},2.4000000000000004,5,4.08,1.5557121353065408,2.4378560676532768,112.55571213530654]
[1989,4,6,3.8,1.2,0.75,2.8499999999999996,5,{"$f":"MIN($B$21*E3239,$B$26-L3238+G3239+H3239)","v":1.02},0,2.4378560676532768,{"$f":"MAX(0,L3238+I3239+K3239-G3239-H3239)","v":108.16356820295981}]
[1989,4,7,3,2.8,0.75,{"$f":"IF(2*( L3239/$C$26)  <0.5,D3240*F3240*      4         *(L3239/$C$26),D3240*F3240)","v":2.25},{"$f":"MIN($B$22, MAX(0, L3239-$C$26))","v":5},2.38,{"$f":"MAX(0,L3239+I3240+$B$28-$B$26-H3240-G3240)","v":0},{"$f":"$B$28","v":2.4378560676532768},105.73142427061308]
[1989,4,8,2.2000000000000002,1.6,0.75,1.6500000000000001,5,1.36,0,2.4378560676532768,102.87928033826634]
[1989,4,9,3.6,0.2,0.75,2.7,5,0.17,0,2.4378560676532768,97.787136405919611]
[1989,4,10,3.2,1.2,0.75,2.4000000000000004,5,1.02,0,2.4378560676532768,93.844992473572873]
[1989,4,11,3.2,0,0.75,2.4000000000000004,5,0,0,2.4378560676532768,88.882848541226139]
[1989,4,12,2.1,8.9,0.75,1.5750000000000002,5,7.5650000000000004,0,2.4378560676532768,92.310704608879405]
[1989,4,13,4.4000000000000004,0,0.75,3.3000000000000003,5,0,0,2.4378560676532768,86.448560676532679]
[1989,4,14,4.8,0,0.75,3.5999999999999996,5,0,0,2.4378560676532768,80.286416744185956]
[1989,4,15,3.6,0,0.75,2.7,5,0,0,2.4378560676532768,75.024272811839225]
[1989,4,16,3.5,5.7,0.75,2.625,5,4.8449999999999998,0,2.4378560676532768,74.682128879492495]
[1989,4,17,2.8,0,0.75,2.0999999999999996,5,0,0,2.4378560676532768,70.019984947145772]
[1989,4,18,4.2,0,0.75,3.1500000000000004,5,0,0,2.4378560676532768,64.307841014799038]
[1989,4,19,3,21.2,0.75,2.25,5,18.02,0,2.4378560676532768,77.515697082452306]
[1989,4,20,1.4,4.5999999999999996,0.75,1.0499999999999998,5,3.9099999999999997,0,2.4378560676532768,77.813553150105577]
[1989,4,21,2.4,1.2,0.75,1.7999999999999998,5,1.02,0,2.4378560676532768,74.471409217758847]
[1989,4,22,2,18.399999999999999,0.75,1.5,5,15.639999999999999,0,2.4378560676532768,86.049265285412119]
[1989,4,23,0,107,0.75,0,5,29.950734714587881,2.4378560676532715,2.4378560676532768,113.43785606765327]
[1989,4,24,0,60.8,0.75,0,5,2.5621439323467285,2.4378560676532715,2.4378560676532768,113.43785606765327]
[1989,4,25,3,9,0.75,2.25,5,4.8121439323467285,2.4378560676532715,2.4378560676532768,113.43785606765327]
[1989,4,26,0,95,0.75,0,5,2.5621439323467285,2.4378560676532715,2.4378560676532768,113.43785606765327]
[1989,4,27,3.3,37.9,0.75,2.4749999999999996,5,5.0371439323467282,2.4378560676532661,2.4378560676532768,113.43785606765327]
[1989,4,28,4.5999999999999996,0.6,0.75,3.4499999999999997,5,0.51,0,2.4378560676532768,107.93571213530655]
[1989,4,29,3.4,0,0.75,2.5499999999999998,5,0,0,2.4378560676532768,102.82356820295982]
[1989,4,30,3,0,0.75,2.25,5,0,0,2.4378560676532768,98.011424270613091]
[1989,5,1,2.4,2.4,0.75,1.7999999999999998,5,2.04,0,2.4378560676532768,95.689280338266371]
[1989,5,2,2.6,0,0.75,1.9500000000000002,5,0,0,2.4378560676532768,91.17713640591964]
[1989,5,3,2.8,7.2,0.75,2.0999999999999996,5,6.12,0,2.4378560676532768,92.634992473572922]
[1989,5,4,1.2,0,0.75,0.89999999999999991,5,0,0,2.4378560676532768,89.172848541226188]
[1989,5,5,2.2000000000000002,0,0.75,1.6500000000000001,5,0,0,2.4378560676532768,84.960704608879453]
[1989,5,6,2.4,0,0.75,1.7999999999999998,5,0,0,2.4378560676532768,80.598560676532728]
[1989,5,7,2.4,12.4,0.75,1.7999999999999998,5,10.54,0,2.4378560676532768,86.776416744186008]
[1989,5,8,1.2,9.6,0.75,0.89999999999999991,5,8.16,0,2.4378560676532768,91.474272811839271]
[1989,5,9,2.4,4.4000000000000004,0.75,1.7999999999999998,5,3.74,0,2.4378560676532768,90.85212887949254]
[1989,5,10,2.8,5.4,0.75,2.0999999999999996,5,4.59,0,2.4378560676532768,90.77998494714582]
[1989,5,11,1,0.2,0.75,0.75,5,0.17,0,2.4378560676532768,87.637841014799093]
[1989,5,12,1.2,0,0.75,0.89999999999999991,5,0,0,2.4378560676532768,84.175697082452359]
[1989,5,13,1.4,1.2,0.75,1.0499999999999998,5,1.02,0,2.4378560676532768,81.583553150105629]
[1989,5,14,2.8,0,0.75,2.0999999999999996,5,0,0,2.4378560676532768,76.921409217758907]
[1989,5,15,1.4,27.2,0.75,1.0499999999999998,5,23.119999999999997,0,2.4378560676532768,96.429265285412185]
[1989,5,16,1.8,5,0.75,1.35,5,4.25,0,2.4378560676532768,96.767121353065463]
[1989,5,17,1.4,14.2,0.75,1.0499999999999998,5,12.069999999999999,0,2.4378560676532768,105.22497742071873]
[1989,5,18,1.4,5.2,0.75,1.0499999999999998,5,4.42,0,2.4378560676532768,106.03283348837201]
[1989,5,19,2.2999999999999998,1.7,0.75,1.7249999999999999,5,1.4449999999999998,0,2.4378560676532768,103.19068955602528]
[1989,5,20,0.8,0.8,0.75,0.60000000000000009,5,0.68,0,2.4378560676532768,100.70854562367856]
[1989,5,21,3.6,31.6,0.75,2.7,5,17.991454376321439,2.4378560676532741,2.4378560676532768,113.43785606765327]
[1989,5,22,2.4,10.199999999999999,0.75,1.7999999999999998,5,4.3621439323467284,2.4378560676532688,2.4378560676532768,113.43785606765327]
[1989,5,23,1.8,0.8,0.75,1.35,5,0.68,0,2.4378560676532768,110.20571213530656]
[1989,5,24,2.8,0,0.75,2.0999999999999996,5,0,0,2.4378560676532768,105.54356820295983]
[1989,5,25,1.8,0,0.75,1.35,5,0,0,2.4378560676532768,101.63142427061311]
[1989,5,26,1.6,0,0.75,1.2000000000000002,5,0,0,2.4378560676532768,97.869280338266378]
[1989,5,27,1.5,6.7,0.75,1.125,5,5.6950000000000003,0,2.4378560676532768,99.877136405919643]
[1989,5,28,3.4,10.4,0.75,2.5499999999999998,5,8.84,0,2.4378560676532768,103.60499247357292]
[1989,5,29,3.2,1.4,0.75,2.4000000000000004,5,1.19,0,2.4378560676532768,99.832848541226184]
[1989,5,30,2.2000000000000002,0,0.75,1.6500000000000001,5,0,0,2.4378560676532768,95.62070460887945]
[1989,5,31,1.8,0,0.75,1.35,5,0,0,2.4378560676532768,91.708560676532727]
[1989,6,1,3.8,0,0.66,2.508,5,0,0,2.4378560676532768,86.638416744186003]
[1989,6,2,2.8,0,0.66,1.8479999999999999,5,0,0,2.4378560676532768,82.228272811839275]
[1989,6,3,0.8,7.8,0.66,0.52800000000000002,5,6.63,0,2.4378560676532768,85.768128879492536]
[1989,6,4,1.2,0.2,0.66,0.79200000000000004,5,0.17,0,2.4378560676532768,82.583984947145808]
[1989,6,5,1.5,0.1,0.66,0.99,5,8.5000000000000006E-2,0,2.4378560676532768,79.116841014799078]
[1989,6,6,2.6,7.6,0.66,1.7160000000000002,5,6.46,0,2.4378560676532768,81.29869708245235]
[1989,6,7,2.4,0.8,0.66,1.5840000000000001,5,0.68,0,2.4378560676532768,77.832553150105625]
[1989,6,8,2.4,0,{"$f":"INDEX($Q$27:$T$27,CEILING((1+MOD(B3302,12))/3,1))","v":0.66},1.5840000000000001,5,0,0,2.4378560676532768,73.686409217758893]
[1989,6,9,0.6,0,0.66,0.39600000000000002,5,{"$f":"MIN($B$21*E3303,$B$26-L3302+G3303+H3303)","v":0},0,2.4378560676532768,{"$f":"MAX(0,L3302+I3303+K3303-G3303-H3303)","v":70.728265285412164}]
[1989,6,10,1.4,1.4,0.66,{"$f":"IF(2*( L3303/$C$26)  <0.5,D3304*F3304*      4         *(L3303/$C$26),D3304*F3304)","v":0.92399999999999993},{"$f":"MIN($B$22, MAX(0, L3303-$C$26))","v":5},1.19,{"$f":"MAX(0,L3303+I3304+$B$28-$B$26-H3304-G3304)","v":0},{"$f":"$B$28","v":2.4378560676532768},68.432121353065426]
[1989,6,11,4,0,0.66,2.64,5,0,0,2.4378560676532768,63.229977420718697]
[1989,6,12,4,0,0.66,2.64,5,0,0,2.4378560676532768,58.027833488371968]
[1989,6,13,2.2000000000000002,4.2,0.66,1.4520000000000002,5,3.57,0,2.4378560676532768,57.583689556025249]
[1989,6,14,1.2,3.2,0.66,0.79200000000000004,5,2.72,0,2.4378560676532768,56.949545623678524]
[1989,6,15,2.5,0.1,0.66,1.6500000000000001,5,8.5000000000000006E-2,0,2.4378560676532768,52.822401691331805]
[1989,6,16,1.8,0,0.66,1.1880000000000002,5,0,0,2.4378560676532768,49.072257758985081]
[1989,6,17,0.2,3.2,0.66,0.13200000000000001,4.0722577589850815,2.72,0,2.4378560676532768,50.02585606765328]
[1989,6,18,1.6,0,0.66,1.056,5,0,0,2.4378560676532768,46.407712135306561]
[1989,6,19,3.6,0,0.66,2.3760000000000003,1.4077121353065607,0,0,2.4378560676532768,45.061856067653281]
[1989,6,20,3.4,0,0.66,2.2440000000000002,6.1856067653280888E-2,0,0,2.4378560676532768,45.193856067653279]
[1989,6,21,0.2,0,0.66,0.13200000000000001,0.19385606765327879,0,0,2.4378560676532768,47.305856067653281]
[1989,6,22,2.7,22.7,0.66,1.7820000000000003,2.3058560676532807,19.294999999999998,0,2.4378560676532768,64.950856067653277]
[1989,6,23,3.5,23.1,0.66,2.31,5,19.635000000000002,0,2.4378560676532768,79.713712135306551]
[1989,6,24,2.6,0,0.66,1.7160000000000002,5,0,0,2.4378560676532768,75.435568202959828]
[1989,6,25,3.4,0,0.66,2.2440000000000002,5,0,0,2.4378560676532768,70.6294242706131]
[1989,6,26,1.2,0,0.66,0.79200000000000004,5,0,0,2.4378560676532768,67.27528033826637]
[1989,6,27,1.8,0,0.66,1.1880000000000002,5,0,0,2.4378560676532768,63.525136405919639]
[1989,6,28,1.8,12.4,0.66,1.1880000000000002,5,10.54,0,2.4378560676532768,70.314992473572914]
[1989,6,29,1.6,11,0.66,1.056,5,9.35,0,2.4378560676532768,76.046848541226183]
[1989,6,30,2.2000000000000002,20.8,0.66,1.4520000000000002,5,17.68,0,2.4378560676532768,89.712704608879463]
[1989,7,1,1,3.2,0.66,0.66,5,2.72,0,2.4378560676532768,89.210560676532737]
[1989,7,2,1,0.4,0.66,0.66,5,0.34,0,2.4378560676532768,86.328416744186015]
[1989,7,3,1.5,0.1,0.66,0.99,5,8.5000000000000006E-2,0,2.4378560676532768,82.861272811839285]
[1989,7,4,1.4,0.8,0.66,0.92399999999999993,5,0.68,0,2.4378560676532768,80.055128879492557]
[1989,7,5,5,0,0.66,3.3000000000000003,5,0,0,2.4378560676532768,74.192984947145831]
[1989,7,6,3,0,0.66,1.98,5,0,0,2.4378560676532768,69.650841014799099]
[1989,7,7,3,0,0.66,1.98,5,0,0,2.4378560676532768,65.108697082452366]
[1989,7,8,3,0,0.66,1.98,5,0,0,2.4378560676532768,60.566553150105634]
[1989,7,9,1.4,0,0.66,0.92399999999999993,5,0,0,2.4378560676532768,57.080409217758913]
[1989,7,10,0.4,2.4,0.66,0.26400000000000001,5,2.04,0,2.4378560676532768,56.294265285412187]
[1989,7,11,3.8,0,0.66,2.508,5,0,0,2.4378560676532768,51.224121353065463]
[1989,7,12,3.8,0,0.66,2.508,5,0,0,2.4378560676532768,46.153977420718739]
[1989,7,13,3,0,0.66,1.98,1.1539774207187392,0,0,2.4378560676532768,45.457856067653282]
[1989,7,14,2.4,0,0.66,1.5840000000000001,0.45785606765328168,0,0,2.4378560676532768,45.853856067653275]
[1989,7,15,2.6,0,0.66,1.7160000000000002,0.85385606765327537,0,0,2.4378560676532768,45.721856067653277]
[1989,7,16,1,0,0.66,0.66,0.72185606765327748,0,0,2.4378560676532768,46.777856067653282]
[1989,7,17,3.2,0,0.66,2.1120000000000001,1.777856067653282,0,0,2.4378560676532768,45.325856067653277]
[1989,7,18,3.4,0,0.66,2.2440000000000002,0.32585606765327668,0,0,2.4378560676532768,45.193856067653279]
[1989,7,19,3.6,0,0.66,2.3760000000000003,0.19385606765327879,0,0,2.4378560676532768,45.061856067653281]
[1989,7,20,3.6,0,0.66,2.3760000000000003,6.1856067653280888E-2,0,0,2.4378560676532768,45.061856067653281]
[1989,7,21,2.6,0,0.66,1.7160000000000002,6.1856067653280888E-2,0,0,2.4378560676532768,45.721856067653277]
[1989,7,22,3,0,0.66,1.98,0.72185606765327748,0,0,2.4378560676532768,45.457856067653282]
[1989,7,23,2,0,0.66,1.32,0.45785606765328168,0,0,2.4378560676532768,46.117856067653278]
[1989,7,24,4.8,18.2,0.66,3.1680000000000001,1.1178560676532783,15.469999999999999,0,2.4378560676532768,59.739856067653271]
[1989,7,25,2.4,0,0.66,1.5840000000000001,5,0,0,2.4378560676532768,55.593712135306546]
[1989,7,26,2,0.8,0.66,1.32,5,0.68,0,2.4378560676532768,52.391568202959824]
[1989,7,27,2,15,0.66,1.32,5,12.75,0,2.4378560676532768,61.25942427061311]
[1989,7,28,1,5,0.66,0.66,5,4.25,0,2.4378560676532768,62.287280338266385]
[1989,7,29,1,2.6,0.66,0.66,5,2.21,0,2.4378560676532768,61.275136405919653]
[1989,7,30,2.2000000000000002,0,0.66,1.4520000000000002,5,0,0,2.4378560676532768,57.260992473572934]
[1989,7,31,3.2,0,0.66,2.1120000000000001,5,0,0,2.4378560676532768,52.58684854122621]
[1989,8,1,2.6,0.4,0.66,1.7160000000000002,5,0.34,0,2.4378560676532768,48.648704608879491]
[1989,8,2,3.8,0,0.66,2.508,3.6487046088794912,0,0,2.4378560676532768,44.929856067653276]
[1989,8,3,2,0,0.66,1.32,0,0,0,2.4378560676532768,46.047712135306554]
[1989,8,4,2,0,0.66,1.32,1.0477121353065542,0,0,2.4378560676532768,46.117856067653278]
[1989,8,5,3.4,0,0.66,2.2440000000000002,1.1178560676532783,0,0,2.4378560676532768,45.193856067653279]
[1989,8,6,4.4000000000000004,0,0.66,2.9040000000000004,0.19385606765327879,0,0,2.4378560676532768,44.533856067653275]
[1989,8,7,4,0,0.66,2.64,0,0,0,2.4378560676532768,44.331712135306553]
[1989,8,8,3.2,0,0.66,2.1120000000000001,0,0,0,2.4378560676532768,44.65756820295983]
[1989,8,9,3.8,0,0.66,2.508,0,0,0,2.4378560676532768,44.587424270613106]
[1989,8,10,2.8,0,0.66,1.8479999999999999,0,0,0,2.4378560676532768,45.177280338266385]
[1989,8,11,3.6,0,{"$f":"INDEX($Q$27:$T$27,CEILING((1+MOD(B3366,12))/3,1))","v":0.66},2.3760000000000003,0.17728033826638523,0,0,2.4378560676532768,45.061856067653281]
[1989,8,12,3.4,0,0.66,2.2440000000000002,6.1856067653280888E-2,{"$f":"MIN($B$21*E3367,$B$26-L3366+G3367+H3367)","v":0},0,2.4378560676532768,{"$f":"MAX(0,L3366+I3367+K3367-G3367-H3367)","v":45.193856067653279}]
[1989,8,13,3.8,0,0.66,{"$f":"IF(2*( L3367/$C$26)  <0.5,D3368*F3368*      4         *(L3367/$C$26),D3368*F3368)","v":2.508},{"$f":"MIN($B$22, MAX(0, L3367-$C$26))","v":0.19385606765327879},0,{"$f":"MAX(0,L3367+I3368+$B$28-$B$26-H3368-G3368)","v":0},{"$f":"$B$28","v":2.4378560676532768},44.929856067653276]
[1989,8,14,2.8,0,0.66,1.8479999999999999,0,0,0,2.4378560676532768,45.519712135306555]
[1989,8,15,2.8,0,0.66,1.8479999999999999,0.51971213530655547,0,0,2.4378560676532768,45.58985606765328]
[1989,8,16,2.2000000000000002,0,0.66,1.4520000000000002,0.58985606765327958,0,0,2.4378560676532768,45.98585606765328]
[1989,8,17,2.2000000000000002,1.8,0.66,1.4520000000000002,0.98585606765328038,1.53,0,2.4378560676532768,47.515856067653282]
[1989,8,18,3.4,26.8,0.66,2.2440000000000002,2.5158560676532815,22.78,0,2.4378560676532768,67.973856067653287]
[1989,8,19,2.7,1.7,0.66,1.7820000000000003,5,1.4449999999999998,0,2.4378560676532768,65.074712135306555]
[1989,8,20,3.5,7.5,0.66,2.31,5,6.375,0,2.4378560676532768,66.577568202959824]
[1989,8,21,2.6,0,0.66,1.7160000000000002,5,0,0,2.4378560676532768,62.299424270613102]
[1989,8,22,3,0,0.66,1.98,5,0,0,2.4378560676532768,57.757280338266376]
[1989,8,23,2.8,2.4,0.66,1.8479999999999999,5,2.04,0,2.4378560676532768,55.387136405919655]
[1989,8,24,2,0.8,0.66,1.32,5,0.68,0,2.4378560676532768,52.184992473572933]
[1989,8,25,4.4000000000000004,0,0.66,2.9040000000000004,5,0,0,2.4378560676532768,46.718848541226208]
[1989,8,26,4.4000000000000004,0,0.66,2.9040000000000004,1.7188485412262082,0,0,2.4378560676532768,44.533856067653275]
[1989,8,27,4.5999999999999996,0,0.66,3.036,0,0,0,2.4378560676532768,43.935712135306552]
[1989,8,28,6,0,0.66,3.96,0,0,0,2.4378560676532768,42.41356820295983]
[1989,8,29,4.5999999999999996,0,0.66,3.036,0,0,0,2.4378560676532768,41.815424270613107]
[1989,8,30,8.1999999999999993,0,0.66,5.4119999999999999,0,0,0,2.4378560676532768,38.841280338266387]
[1989,8,31,3.6,0,0.66,2.3760000000000003,0,0,0,2.4378560676532768,38.903136405919668]
[1989,9,1,4.8,0,0.74,3.552,0,0,0,2.4378560676532768,37.788992473572947]
[1989,9,2,5.4,0,0.74,3.996,0,0,0,2.4378560676532768,36.230848541226223]
[1989,9,3,4,0,0.74,2.96,0,0,0,2.4378560676532768,35.708704608879501]
[1989,9,4,4.2,0,0.74,3.1080000000000001,0,0,0,2.4378560676532768,35.038560676532782]
[1989,9,5,3.7,11.1,0.74,2.738,0,9.4349999999999987,0,2.4378560676532768,44.173416744186063]
[1989,9,6,4.2,0,0.74,3.1080000000000001,0,0,0,2.4378560676532768,43.503272811839345]
[1989,9,7,3.8,0.2,0.74,2.8119999999999998,0,0.17,0,2.4378560676532768,43.299128879492628]
[1989,9,8,5.6,0,0.74,4.1440000000000001,0,0,0,2.4378560676532768,41.592984947145908]
[1989,9,9,2.6,0,0.74,1.9239999999999999,0,0,0,2.4378560676532768,42.106841014799187]
[1989,9,10,5.6,0,0.74,4.1440000000000001,0,0,0,2.4378560676532768,40.400697082452467]
[1989,9,11,7,0,0.74,5.18,0,0,0,2.4378560676532768,37.658553150105746]
[1989,9,12,6.6,2,0.74,4.8839999999999995,0,1.7,0,2.4378560676532768,36.912409217759027]
[1989,9,13,5.8,0,0.74,4.2919999999999998,0,0,0,2.4378560676532768,35.058265285412304]
[1989,9,14,4.8,0,0.74,3.552,0,0,0,2.4378560676532768,33.944121353065583]
[1989,9,15,6.2,0,0.74,4.5880000000000001,0,0,0,2.4378560676532768,31.793977420718861]
[1989,9,16,4.8,0,0.74,3.552,0,0,0,2.4378560676532768,30.67983348837214]
[1989,9,17,4.8,0,0.74,3.552,0,0,0,2.4378560676532768,29.565689556025418]
[1989,9,18,4.8,0,0.74,3.552,0,0,0,2.4378560676532768,28.451545623678697]
[1989,9,19,6,0,0.74,4.4399999999999995,0,0,0,2.4378560676532768,26.449401691331978]
[1989,9,20,4.7,0,0.74,3.4780000000000002,0,0,0,2.4378560676532768,25.409257758985255]
[1989,9,21,5.6,0,0.74,4.1440000000000001,0,0,0,2.4378560676532768,23.703113826638535]
[1989,9,22,2.8,0,0.74,2.0720000000000001,0,0,0,2.4378560676532768,24.068969894291815]
[1989,9,23,4,0,0.74,2.96,0,0,0,2.4378560676532768,23.546825961945089]
[1989,9,24,6,0.2,0.74,4.4399999999999995,0,0.17,0,2.4378560676532768,21.714682029598372]
[1989,9,25,4.8,0,0.74,3.552,0,0,0,2.4378560676532768,20.600538097251651]
[1989,9,26,6.6,0,0.74,4.8839999999999995,0,0,0,2.4378560676532768,18.154394164904929]
[1989,9,27,8.4,0,0.74,6.2160000000000002,0,0,0,2.4378560676532768,14.376250232558206]
[1989,9,28,4.5999999999999996,0,0.74,3.4039999999999999,0,0,0,2.4378560676532768,13.410106300211485]
[1989,9,29,5,0,0.74,3.7,0,0,0,2.4378560676532768,12.147962367864761]
[1989,9,30,3.8,0,0.74,2.8119999999999998,0,0,0,2.4378560676532768,11.773818435518038]
[1989,10,1,4,0,0.74,2.96,0,0,0,2.4378560676532768,11.251674503171316]
[1989,10,2,6.4,0,0.74,4.7359999999999998,0,0,0,2.4378560676532768,8.9535305708245936]
[1989,10,3,4.4000000000000004,0,0.74,2.591350714542656,0,0,0,2.4378560676532768,8.8000359239352139]
[1989,10,4,4,0,0.74,2.3153872297642875,0,0,0,2.4378560676532768,8.9225047618242037]
[1989,10,5,5,0,0.74,2.9345126772221826,0,0,0,2.4378560676532768,8.4258481522552984]
[1989,10,6,10.6,0,0.74,5.8748758138924941,0,0,0,2.4378560676532768,4.988828406016081]
[1989,10,7,6.2,0,0.74,2.034555086826825,0,0,0,2.4378560676532768,5.3921293868425328]
[1989,10,8,4,0,0.74,1.4187291542270131,0,0,0,2.4378560676532768,6.4112563002687963]
[1989,10,9,5.6,0,0.74,2.3616218762945684,0,0,0,2.4378560676532768,6.4874904916275042]
[1989,10,10,5.8,0,0.74,2.4750497057835776,0,0,0,2.4378560676532768,6.4502968534972034]
[1989,10,11,5.4,0,0.74,2.2911454423622066,0,0,0,2.4378560676532768,6.5970074787882735]
[1989,10,12,6.6,0,0.74,2.8639808467912822,0,0,0,2.4378560676532768,6.1708826996502673]
[1989,10,13,7.2,0,0.74,2.9225300465543671,0,0,0,2.4378560676532768,5.6862087207491765]
[1989,10,14,8,0,{"$f":"INDEX($Q$27:$T$27,CEILING((1+MOD(B3430,12))/3,1))","v":0.74},2.9922093890520109,0,0,0,2.4378560676532768,5.1318553993504423]
[1989,10,15,6.8,0,0.74,2.2954218995139044,0,{"$f":"MIN($B$21*E3431,$B$26-L3430+G3431+H3431)","v":0},0,2.4378560676532768,{"$f":"MAX(0,L3430+I3431+K3431-G3431-H3431)","v":5.2742895674898147}]
[1989,10,16,3.2,0,0.74,{"$f":"IF(2*( L3431/$C$26)  <0.5,D3432*F3432*      4         *(L3431/$C$26),D3432*F3432)","v":1.1101793507391895},{"$f":"MIN($B$22, MAX(0, L3431-$C$26))","v":0},0,{"$f":"MAX(0,L3431+I3432+$B$28-$B$26-H3432-G3432)","v":0},{"$f":"$B$28","v":2.4378560676532768},6.6019662844039022]
[1989,10,17,4.4000000000000004,7.8,0.74,1.910755753068365,0,6.63,0,2.4378560676532768,13.759066598988815]
[1989,10,18,3.2,0,0.74,2.3679999999999999,0,0,0,2.4378560676532768,13.828922666642091]
[1989,10,19,4,0,0.74,2.96,0,0,0,2.4378560676532768,13.306778734295367]
[1989,10,20,9.4,1.4,0.74,6.9560000000000004,0,1.19,0,2.4378560676532768,9.9786348019486439]
[1989,10,21,7,0,0.74,4.5946069576972421,0,0,0,2.4378560676532768,7.8218839119046786]
[1989,10,22,4.8,0,0.74,2.4696294804520376,0,0,0,2.4378560676532768,7.7901104991059187]
[1989,10,23,6.4,0,0.74,3.2794634065569448,0,0,0,2.4378560676532768,6.948503160202252]
[1989,10,24,1.6,1,0.74,0.73129135481595253,0,0.85,0,2.4378560676532768,9.5050678730395752]
[1989,10,25,5.3,0.1,0.74,3.3136778842721077,0,8.5000000000000006E-2,0,2.4378560676532768,8.7142460564207447]
[1989,10,26,3,0,0.74,1.7196112218003601,0,0,0,2.4378560676532768,9.4324909022736616]
[1989,10,27,6.5,8.5,0.74,4.0329138879943383,0,7.2249999999999996,0,2.4378560676532768,15.062433081932598]
[1989,10,28,6,0.3,0.74,4.4399999999999995,0,0.255,0,2.4378560676532768,13.315289149585878]
[1989,10,29,5.6,0,0.74,4.1440000000000001,0,0,0,2.4378560676532768,11.609145217239154]
[1989,10,30,4,0,0.74,2.96,0,0,0,2.4378560676532768,11.08700128489243]
[1989,10,31,6.6,0,0.74,4.8132368244813,0,0,0,2.4378560676532768,8.7116205280644081]
[1989,11,1,7.6,0.4,0.74,4.3550358977630426,0,0.34,0,2.4378560676532768,7.1344406979546422]
[1989,11,2,1.5,23.5,0.74,0.70393148219819135,0,19.974999999999998,0,2.4378560676532768,28.843365283409728]
[1989,11,3,1.4,21.4,0.74,1.036,0,18.189999999999998,0,2.4378560676532768,48.435221351062999]
[1989,11,4,2.8,0.6,0.74,2.0720000000000001,3.4352213510629994,0.51,0,2.4378560676532768,45.875856067653274]
[1989,11,5,3,0,0.74,2.2199999999999998,0.87585606765327384,0,0,2.4378560676532768,45.21785606765328]
[1989,11,6,5.2,0.2,0.74,3.8479999999999999,0.21785606765327969,0.17,0,2.4378560676532768,43.759856067653281]
[1989,11,7,7,16.8,0.74,5.18,0,14.28,0,2.4378560676532768,55.297712135306561]
[1989,11,8,7.6,0,0.74,5.6239999999999997,5,0,0,2.4378560676532768,47.111568202959837]
[1989,11,9,6.4,0,0.74,4.7359999999999998,2.1115682029598375,0,0,2.4378560676532768,42.701856067653281]
[1989,11,10,5,41.8,0.74,3.7,0,35.529999999999994,0,2.4378560676532768,76.969712135306537]
[1989,11,11,3.8,2.4,0.74,2.8119999999999998,5,2.04,0,2.4378560676532768,73.635568202959817]
[1989,11,12,2.6,0,0.74,1.9239999999999999,5,0,0,2.4378560676532768,69.149424270613082]
[1989,11,13,5,21.6,0.74,3.7,5,18.36,0,2.4378560676532768,81.24728033826635]
[1989,11,14,4.8,0,0.74,3.552,5,0,0,2.4378560676532768,75.133136405919615]
[1989,11,15,5.4,0,0.74,3.996,5,0,0,2.4378560676532768,68.574992473572891]
[1989,11,16,5.0999999999999996,0.1,0.74,3.7739999999999996,5,8.5000000000000006E-2,0,2.4378560676532768,62.323848541226155]
[1989,11,17,5,1.8,0.74,3.7,5,1.53,0,2.4378560676532768,57.591704608879425]
[1989,11,18,5.2,3.6,0.74,3.8479999999999999,5,3.06,0,2.4378560676532768,54.241560676532707]
[1989,11,19,4.2,12.1,0.74,3.1080000000000001,5,10.285,0,2.4378560676532768,58.856416744185985]
[1989,11,20,4.8,27.6,0.74,3.552,5,23.46,0,2.4378560676532768,76.202272811839251]
[1989,11,21,2.4,25.8,0.74,1.776,5,21.93,0,2.4378560676532768,93.794128879492519]
[1989,11,22,3,1.8,0.74,2.2199999999999998,5,1.53,0,2.4378560676532768,90.541984947145792]
[1989,11,23,4.8,0,0.74,3.552,5,0,0,2.4378560676532768,84.427841014799057]
[1989,11,24,4.2,0,0.74,3.1080000000000001,5,0,0,2.4378560676532768,78.757697082452324]
[1989,11,25,4,0,0.74,2.96,5,0,0,2.4378560676532768,73.235553150105602]
[1989,11,26,6.4,0.6,0.74,4.7359999999999998,5,0.51,0,2.4378560676532768,66.447409217758874]
[1989,11,27,2.8,16.8,0.74,2.0720000000000001,5,14.28,0,2.4378560676532768,76.093265285412144]
[1989,11,28,2.4,2.4,0.74,1.776,5,2.04,0,2.4378560676532768,73.795121353065426]
[1989,11,29,3.9,1.3,0.74,2.8860000000000001,5,1.105,0,2.4378560676532768,69.451977420718706]
[1989,11,30,5.8,0,0.74,4.2919999999999998,5,0,0,2.4378560676532768,62.597833488371975]
[1989,12,1,4.8,0,0.78,3.7439999999999998,5,0,0,2.4378560676532768,56.291689556025247]
[1989,12,2,6.2,0,0.78,4.8360000000000003,5,0,0,2.4378560676532768,48.893545623678527]
[1989,12,3,6.4,0,0.78,4.9920000000000009,3.8935456236785271,0,0,2.4378560676532768,42.445856067653274]
[1989,12,4,6,8,0.78,4.68,0,6.8,0,2.4378560676532768,47.00371213530655]
[1989,12,5,0,51.2,0.78,0,2.0037121353065501,43.52,0,2.4378560676532768,90.957856067653267]
[1989,12,6,4.4000000000000004,20.2,0.78,3.4320000000000004,5,17.169999999999998,0,2.4378560676532768,102.13371213530654]
[1989,12,7,3.8,0.2,0.78,2.964,5,0.17,0,2.4378560676532768,96.777568202959813]
[1989,12,8,5,16.2,0.78,3.9000000000000004,5,13.77,0,2.4378560676532768,104.08542427061307]
[1989,12,9,3.4,18.8,0.78,2.6520000000000001,5,14.566575729386926,2.4378560676532723,2.4378560676532768,113.43785606765327]
[1989,12,10,4,0.6,0.78,3.12,5,0.51,0,2.4378560676532768,108.26571213530654]
[1989,12,11,5.2,0,0.78,4.056,5,0,0,2.4378560676532768,101.64756820295982]
[1989,12,12,5.4,0,0.78,4.2120000000000006,5,0,0,2.4378560676532768,94.873424270613086]
[1989,12,13,5.6,1.4,0.78,4.3679999999999994,5,1.19,0,2.4378560676532768,89.13328033826636]
[1989,12,14,5.3,0.1,0.78,4.1340000000000003,5,8.5000000000000006E-2,0,2.4378560676532768,82.522136405919625]
[1989,12,15,2.8,14.8,0.78,2.1839999999999997,5,12.58,0,2.4378560676532768,90.355992473572897]
[1989,12,16,4.8,1,0.78,3.7439999999999998,5,0.85,0,2.4378560676532768,84.899848541226163]
[1989,12,17,4.2,8.6,{"$f":"INDEX($Q$27:$T$27,CEILING((1+MOD(B3494,12))/3,1))","v":0.78},3.2760000000000002,5,7.31,0,2.4378560676532768,86.37170460887944]
[1989,12,18,2.8,2.2000000000000002,0.78,2.1839999999999997,5,{"$f":"MIN($B$21*E3495,$B$26-L3494+G3495+H3495)","v":1.87},0,2.4378560676532768,{"$f":"MAX(0,L3494+I3495+K3495-G3495-H3495)","v":83.495560676532719}]
[1989,12,19,4.4000000000000004,1.2,0.78,{"$f":"IF(2*( L3495/$C$26)  <0.5,D3496*F3496*      4         *(L3495/$C$26),D3496*F3496)","v":3.4320000000000004},{"$f":"MIN($B$22, MAX(0, L3495-$C$26))","v":5},1.02,{"$f":"MAX(0,L3495+I3496+$B$28-$B$26-H3496-G3496)","v":0},{"$f":"$B$28","v":2.4378560676532768},78.521416744185984]
[1989,12,20,4.8,0,0.78,3.7439999999999998,5,0,0,2.4378560676532768,72.215272811839256]
[1989,12,21,6.2,0,0.78,4.8360000000000003,5,0,0,2.4378560676532768,64.817128879492529]
[1989,12,22,4.9000000000000004,1.1000000000000001,0.78,3.8220000000000005,5,0.93500000000000005,0,2.4378560676532768,59.3679849471458]
[1989,12,23,1.9,31.1,0.78,1.482,5,26.435000000000002,0,2.4378560676532768,81.758841014799074]
[1989,12,24,2.8,0.4,0.78,2.1839999999999997,5,0.34,0,2.4378560676532768,77.352697082452352]
[1989,12,25,2.1,8.3000000000000007,0.78,1.6380000000000001,5,7.0550000000000006,0,2.4378560676532768,80.207553150105625]
[1989,12,26,4,0,0.78,3.12,5,0,0,2.4378560676532768,74.525409217758892]
[1989,12,27,5.4,1.4,0.78,4.2120000000000006,5,1.19,0,2.4378560676532768,68.941265285412157]
[1989,12,28,7.6,0,0.78,5.9279999999999999,5,0,0,2.4378560676532768,60.451121353065432]
[1989,12,29,6.6,0,0.78,5.1479999999999997,5,0,0,2.4378560676532768,52.740977420718707]
[1989,12,30,5.6,0,0.78,4.3679999999999994,5,0,0,2.4378560676532768,45.810833488371983]
[1989,12,31,5,0,0.78,3.9000000000000004,0.81083348837198344,0,0,2.4378560676532768,43.53785606765328]
[1990,1,1,1.6,0,0.78,1.2480000000000002,0,0,0,2.4378560676532768,44.727712135306561]
[1990,1,2,6.2,0,0.78,4.8360000000000003,0,0,0,2.4378560676532768,42.329568202959841]
[1990,1,3,5.4,0,0.78,4.2120000000000006,0,0,0,2.4378560676532768,40.555424270613116]
[1990,1,4,8,0,0.78,6.24,0,0,0,2.4378560676532768,36.753280338266393]
[1990,1,5,6.1,0.9,0.78,4.758,0,0.76500000000000001,0,2.4378560676532768,35.198136405919669]
[1990,1,6,2.2999999999999998,0.3,0.78,1.7939999999999998,0,0.255,0,2.4378560676532768,36.096992473572953]
[1990,1,7,3.2,0,0.78,2.4960000000000004,0,0,0,2.4378560676532768,36.03884854122623]
[1990,1,8,5,0,0.78,3.9000000000000004,0,0,0,2.4378560676532768,34.57670460887951]
[1990,1,9,5.6,0,0.78,4.3679999999999994,0,0,0,2.4378560676532768,32.646560676532786]
[1990,1,10,3.8,0,0.78,2.964,0,0,0,2.4378560676532768,32.120416744186066]
[1990,1,11,3.5,3.5,0.78,2.73,0,2.9750000000000001,0,2.4378560676532768,34.803272811839349]
[1990,1,12,1.8,5,0.78,1.4040000000000001,0,4.25,0,2.4378560676532768,40.087128879492624]
[1990,1,13,4.2,0,0.78,3.2760000000000002,0,0,0,2.4378560676532768,39.2489849471459]
[1990,1,14,7,8.1999999999999993,0.78,5.46,0,6.9699999999999989,0,2.4378560676532768,43.196841014799176]
[1990,1,15,5.2,0,0.78,4.056,0,0,0,2.4378560676532768,41.578697082452457]
[1990,1,16,4.8,41.4,0.78,3.7439999999999998,0,35.19,0,2.4378560676532768,75.462553150105734]
[1990,1,17,0,76.400000000000006,0.78,0,5,40.537446849894266,2.4378560676532715,2.4378560676532768,113.43785606765327]
[1990,1,18,1.8,6.8,0.78,1.4040000000000001,5,3.9661439323467285,2.4378560676532679,2.4378560676532768,113.43785606765327]
[1990,1,19,5.2,0,0.78,4.056,5,0,0,2.4378560676532768,106.81971213530655]
[1990,1,20,5.2,0,0.78,4.056,5,0,0,2.4378560676532768,100.20156820295982]
[1990,1,21,6,0,0.78,4.68,5,0,0,2.4378560676532768,92.959424270613084]
[1990,1,22,4.4000000000000004,1.2,0.78,3.4320000000000004,5,1.02,0,2.4378560676532768,87.98528033826635]
[1990,1,23,3.8,3.2,0.78,2.964,5,2.72,0,2.4378560676532768,85.179136405919621]
[1990,1,24,5.6,0.8,0.78,4.3679999999999994,5,0.68,0,2.4378560676532768,78.928992473572904]
[1990,1,25,4.2,7,0.78,3.2760000000000002,5,5.95,0,2.4378560676532768,79.040848541226183]
[1990,1,26,4.4000000000000004,0,0.78,3.4320000000000004,5,0,0,2.4378560676532768,73.046704608879452]
[1990,1,27,4.8,0,0.78,3.7439999999999998,5,0,0,2.4378560676532768,66.740560676532724]
[1990,1,28,7,0,0.78,5.46,5,0,0,2.4378560676532768,58.718416744185994]
[1990,1,29,6.8,0.4,0.78,5.3040000000000003,5,0.34,0,2.4378560676532768,51.192272811839274]
[1990,1,30,0,61.8,0.78,0,5,52.529999999999994,0,2.4378560676532768,101.16012887949255]
[1990,1,31,3.8,0.6,0.78,2.964,5,0.51,0,2.4378560676532768,96.143984947145825]
[1990,2,1,3.4,31.8,0.78,2.6520000000000001,5,22.508015052854176,2.4378560676532723,2.4378560676532768,113.43785606765327]
[1990,2,2,3.2,21.6,0.78,2.4960000000000004,5,5.058143932346729,2.4378560676532661,2.4378560676532768,113.43785606765327]
[1990,2,3,0,136.9,0.78,0,5,2.5621439323467285,2.4378560676532715,2.4378560676532768,113.43785606765327]
[1990,2,4,1.8,12.8,0.78,1.4040000000000001,5,3.9661439323467285,2.4378560676532679,2.4378560676532768,113.43785606765327]
[1990,2,5,9.1999999999999993,0,0.78,7.1759999999999993,5,0,0,2.4378560676532768,103.69971213530654]
[1990,2,6,5.2,0,0.78,4.056,5,0,0,2.4378560676532768,97.081568202959815]
[1990,2,7,5.6,0,0.78,4.3679999999999994,5,0,0,2.4378560676532768,90.151424270613091]
[1990,2,8,4.5,49.3,0.78,3.5100000000000002,5,29.35857572938691,2.4378560676532763,2.4378560676532768,113.43785606765327]
[1990,2,9,2.6,3.8,0.78,2.028,5,3.23,1.0777121353065469,2.4378560676532768,112.07771213530654]
[1990,2,10,4.7,0.3,0.78,3.6660000000000004,5,0.255,0,2.4378560676532768,106.10456820295981]
[1990,2,11,5.2,0,0.78,4.056,5,0,0,2.4378560676532768,99.486424270613085]
[1990,2,12,5,0,0.78,3.9000000000000004,5,0,0,2.4378560676532768,93.024280338266351]
[1990,2,13,4.5999999999999996,0.6,0.78,3.5879999999999996,5,0.51,0,2.4378560676532768,87.384136405919634]
[1990,2,14,4.5999999999999996,16.8,0.78,3.5879999999999996,5,14.28,0,2.4378560676532768,95.513992473572912]
[1990,2,15,3.4,0,0.78,2.6520000000000001,5,0,0,2.4378560676532768,90.299848541226183]
[1990,2,16,4.2,1,0.78,3.2760000000000002,5,0.85,0,2.4378560676532768,85.311704608879452]
[1990,2,17,4,0,0.78,3.12,5,0,0,2.4378560676532768,79.629560676532719]
[1990,2,18,6.8,0,0.78,5.3040000000000003,5,0,0,2.4378560676532768,71.763416744185989]
[1990,2,19,2.2000000000000002,0,{"$f":"INDEX($Q$27:$T$27,CEILING((1+MOD(B3558,12))/3,1))","v":0.78},1.7160000000000002,5,0,0,2.4378560676532768,67.485272811839266]
[1990,2,20,5.6,0,0.78,4.3679999999999994,5,{"$f":"MIN($B$21*E3559,$B$26-L3558+G3559+H3559)","v":0},0,2.4378560676532768,{"$f":"MAX(0,L3558+I3559+K3559-G3559-H3559)","v":60.555128879492543}]
[1990,2,21,3.7,16.3,0.78,{"$f":"IF(2*( L3559/$C$26)  <0.5,D3560*F3560*      4         *(L3559/$C$26),D3560*F3560)","v":2.8860000000000001},{"$f":"MIN($B$22, MAX(0, L3559-$C$26))","v":5},13.855,{"$f":"MAX(0,L3559+I3560+$B$28-$B$26-H3560-G3560)","v":0},{"$f":"$B$28","v":2.4378560676532768},68.961984947145822]
[1990,2,22,5.4,1,0.78,4.2120000000000006,5,0.85,0,2.4378560676532768,63.037841014799085]
[1990,2,23,5.4,1.6,0.78,4.2120000000000006,5,1.36,0,2.4378560676532768,57.623697082452352]
[1990,2,24,1.6,1.4,0.78,1.2480000000000002,5,1.19,0,2.4378560676532768,55.003553150105631]
[1990,2,25,3.8,1,0.78,2.964,5,0.85,0,2.4378560676532768,50.327409217758913]
[1990,2,26,3,20.8,0.78,2.34,5,17.68,0,2.4378560676532768,63.105265285412187]
[1990,2,27,2.8,12.6,0.78,2.1839999999999997,5,10.709999999999999,0,2.4378560676532768,69.069121353065455]
[1990,2,28,3.4,23.6,0.78,2.6520000000000001,5,20.060000000000002,0,2.4378560676532768,83.914977420718728]
[1990,3,1,3.2,0.2,0.75,2.4000000000000004,5,0.17,0,2.4378560676532768,79.122833488371995]
[1990,3,2,3.6,10.199999999999999,0.75,2.7,5,8.67,0,2.4378560676532768,82.530689556025266]
[1990,3,3,4.2,0.4,0.75,3.1500000000000004,5,0.34,0,2.4378560676532768,77.158545623678535]
[1990,3,4,1,5.6,0.75,0.75,5,4.76,0,2.4378560676532768,78.606401691331811]
[1990,3,5,3.9,0.3,0.75,2.9249999999999998,5,0.255,0,2.4378560676532768,73.374257758985081]
[1990,3,6,4.2,0,0.75,3.1500000000000004,5,0,0,2.4378560676532768,67.662113826638347]
[1990,3,7,6.4,0,0.75,4.8000000000000007,5,0,0,2.4378560676532768,60.299969894291621]
[1990,3,8,4.5,17.899999999999999,0.75,3.375,5,15.214999999999998,0,2.4378560676532768,69.577825961944896]
[1990,3,9,5,0,0.75,3.75,5,0,0,2.4378560676532768,63.265682029598167]
[1990,3,10,5.4,0,0.75,4.0500000000000007,5,0,0,2.4378560676532768,56.653538097251442]
[1990,3,11,4.3,0.3,0.75,3.2249999999999996,5,0.255,0,2.4378560676532768,51.121394164904721]
[1990,3,12,5,0,0.75,3.75,5,0,0,2.4378560676532768,44.809250232558]
[1990,3,13,4.5999999999999996,28.8,0.75,3.4499999999999997,0,24.48,0,2.4378560676532768,68.277106300211273]
[1990,3,14,2.8,4,0.75,2.0999999999999996,5,3.4,0,2.4378560676532768,67.014962367864555]
[1990,3,15,2.8,9.1999999999999993,0.75,2.0999999999999996,5,7.8199999999999994,0,2.4378560676532768,70.172818435517826]
[1990,3,16,2.6,0.8,0.75,1.9500000000000002,5,0.68,0,2.4378560676532768,66.340674503171101]
[1990,3,17,3.2,2,0.75,2.4000000000000004,5,1.7,0,2.4378560676532768,63.07853057082437]
[1990,3,18,4.2,1.2,0.75,3.1500000000000004,5,1.02,0,2.4378560676532768,58.386386638477639]
[1990,3,19,4.8,1.4,0.75,3.5999999999999996,5,1.19,0,2.4378560676532768,53.414242706130914]
[1990,3,20,4,3.2,0.75,3,5,2.72,0,2.4378560676532768,50.572098773784191]
[1990,3,21,3.2,8,0.75,2.4000000000000004,5,6.8,0,2.4378560676532768,52.409954841437468]
[1990,3,22,3.5,5.7,0.75,2.625,5,4.8449999999999998,0,2.4378560676532768,52.067810909090745]
[1990,3,23,4.5999999999999996,9,0.75,3.4499999999999997,5,7.6499999999999995,0,2.4378560676532768,53.70566697674402]
[1990,3,24,2.6,0.2,0.75,1.9500000000000002,5,0.17,0,2.4378560676532768,49.363523044397297]
[1990,3,25,2.4,1.8,0.75,1.7999999999999998,4.3635230443972972,1.53,0,2.4378560676532768,47.167856067653283]
[1990,3,26,2.8,6.2,0.75,2.0999999999999996,2.1678560676532825,5.27,0,2.4378560676532768,50.60785606765328]
[1990,3,27,3.4,22,0.75,2.5499999999999998,5,18.7,0,2.4378560676532768,64.19571213530655]
[1990,3,28,1.8,7.8,0.75,1.35,5,6.63,0,2.4378560676532768,66.913568202959823]
[1990,3,29,2,0.6,0.75,1.5,5,0.51,0,2.4378560676532768,63.361424270613099]
[1990,3,30,3.8,0,0.75,2.8499999999999996,5,0,0,2.4378560676532768,57.949280338266369]
[1990,3,31,3.7,6.7,0.75,2.7750000000000004,5,5.6950000000000003,0,2.4378560676532768,58.307136405919643]
[1990,4,1,0.8,0,0.75,0.60000000000000009,5,0,0,2.4378560676532768,55.14499247357292]
[1990,4,2,2.8,0.8,0.75,2.0999999999999996,5,0.68,0,2.4378560676532768,51.162848541226197]
[1990,4,3,1.8,7,0.75,1.35,5,5.95,0,2.4378560676532768,53.200704608879477]
[1990,4,4,1.4,6,0.75,1.0499999999999998,5,5.0999999999999996,0,2.4378560676532768,54.688560676532759]
[1990,4,5,0,124.3,0.75,0,5,61.311439323467241,2.4378560676532715,2.4378560676532768,113.43785606765327]
[1990,4,6,0,71.2,0.75,0,5,2.5621439323467285,2.4378560676532715,2.4378560676532768,113.43785606765327]
[1990,4,7,2.9,0.3,0.75,2.1749999999999998,5,0.255,0,2.4378560676532768,108.95571213530654]
[1990,4,8,1.2,20.8,0.75,0.89999999999999991,5,7.9442878646934592,2.4378560676532772,2.4378560676532768,113.43785606765327]
[1990,4,9,1.8,8.1999999999999993,0.75,1.35,5,3.9121439323467286,2.4378560676532657,2.4378560676532768,113.43785606765327]
[1990,4,10,3.2,31,0.75,2.4000000000000004,5,4.9621439323467289,2.4378560676532768,2.4378560676532768,113.43785606765327]
[1990,4,11,2.8,3.4,0.75,2.0999999999999996,5,2.8899999999999997,0.66571213530654383,2.4378560676532768,111.66571213530655]
[1990,4,12,2.4,0.2,0.75,1.7999999999999998,5,0.17,0,2.4378560676532768,107.47356820295983]
[1990,4,13,3,1,0.75,2.25,5,0.85,0,2.4378560676532768,103.51142427061309]
[1990,4,14,1.8,0.8,0.75,1.35,5,0.68,0,2.4378560676532768,100.27928033826637]
[1990,4,15,2.2000000000000002,0,0.75,1.6500000000000001,5,0,0,2.4378560676532768,96.067136405919641]
[1990,4,16,1,0.8,0.75,0.75,5,0.68,0,2.4378560676532768,93.434992473572919]
[1990,4,17,2.2000000000000002,11,0.75,1.6500000000000001,5,9.35,0,2.4378560676532768,98.572848541226179]
[1990,4,18,1.8,20.8,0.75,1.35,5,17.68,1.340704608879443,2.4378560676532768,112.34070460887945]
[1990,4,19,1,13.8,0.75,0.75,5,4.4092953911205512,2.4378560676532715,2.4378560676532768,113.43785606765327]
[1990,4,20,2.2000000000000002,1.4,0.75,1.6500000000000001,5,1.19,0,2.4378560676532768,110.41571213530653]
[1990,4,21,4.4000000000000004,37.200000000000003,0.75,3.3000000000000003,5,8.8842878646934658,2.4378560676532683,2.4378560676532768,113.43785606765327]
[1990,4,22,3.2,0,0.75,2.4000000000000004,5,0,0,2.4378560676532768,108.47571213530654]
[1990,4,23,4.2,0,0.75,3.1500000000000004,5,0,0,2.4378560676532768,102.7635682029598]
[1990,4,24,4,0,{"$f":"INDEX($Q$27:$T$27,CEILING((1+MOD(B3622,12))/3,1))","v":0.75},3,5,0,0,2.4378560676532768,97.201424270613074]
[1990,4,25,4,0,0.75,3,5,{"$f":"MIN($B$21*E3623,$B$26-L3622+G3623+H3623)","v":0},0,2.4378560676532768,{"$f":"MAX(0,L3622+I3623+K3623-G3623-H3623)","v":91.639280338266346}]
[1990,4,26,4,0,0.75,{"$f":"IF(2*( L3623/$C$26)  <0.5,D3624*F3624*      4         *(L3623/$C$26),D3624*F3624)","v":3},{"$f":"MIN($B$22, MAX(0, L3623-$C$26))","v":5},0,{"$f":"MAX(0,L3623+I3624+$B$28-$B$26-H3624-G3624)","v":0},{"$f":"$B$28","v":2.4378560676532768},86.077136405919617]
[1990,4,27,5.8,0,0.75,4.3499999999999996,5,0,0,2.4378560676532768,79.164992473572894]
[1990,4,28,4,0,0.75,3,5,0,0,2.4378560676532768,73.602848541226166]
[1990,4,29,4,0,0.75,3,5,0,0,2.4378560676532768,68.040704608879437]
[1990,4,30,3.2,0,0.75,2.4000000000000004,5,0,0,2.4378560676532768,63.078560676532703]
[1990,5,1,3.4,0,0.75,2.5499999999999998,5,0,0,2.4378560676532768,57.966416744185977]
[1990,5,2,2.4,0,0.75,1.7999999999999998,5,0,0,2.4378560676532768,53.604272811839259]
[1990,5,3,3.4,0,0.75,2.5499999999999998,5,0,0,2.4378560676532768,48.49212887949254]
[1990,5,4,2.8,0,0.75,2.0999999999999996,3.4921288794925402,0,0,2.4378560676532768,45.337856067653277]
[1990,5,5,2.4,0,0.75,1.7999999999999998,0.33785606765327714,0,0,2.4378560676532768,45.637856067653281]
[1990,5,6,3,0,0.75,2.25,0.6378560676532814,0,0,2.4378560676532768,45.187856067653279]
[1990,5,7,3,0,0.75,2.25,0.18785606765327856,0,0,2.4378560676532768,45.187856067653279]
[1990,5,8,3.3,2.5,0.75,2.4749999999999996,0.18785606765327856,2.125,0,2.4378560676532768,47.087856067653277]
[1990,5,9,1.6,4.4000000000000004,0.75,1.2000000000000002,2.0878560676532771,3.74,0,2.4378560676532768,49.977856067653278]
[1990,5,10,1.7,25.7,0.75,1.2749999999999999,4.9778560676532777,21.844999999999999,0,2.4378560676532768,68.007856067653265]
[1990,5,11,1.6,10.6,0.75,1.2000000000000002,5,9.01,0,2.4378560676532768,73.255712135306538]
[1990,5,12,2.9,0.5,0.75,2.1749999999999998,5,0.42499999999999999,0,2.4378560676532768,68.94356820295981]
[1990,5,13,3.2,0,0.75,2.4000000000000004,5,0,0,2.4378560676532768,63.981424270613076]
[1990,5,14,1.4,0,0.75,1.0499999999999998,5,0,0,2.4378560676532768,60.36928033826635]
[1990,5,15,2.4,0,0.75,1.7999999999999998,5,0,0,2.4378560676532768,56.007136405919631]
[1990,5,16,1.2,16.600000000000001,0.75,0.89999999999999991,5,14.110000000000001,0,2.4378560676532768,66.654992473572904]
[1990,5,17,0.8,1.6,0.75,0.60000000000000009,5,1.36,0,2.4378560676532768,64.85284854122618]
[1990,5,18,2,10.8,0.75,1.5,5,9.18,0,2.4378560676532768,69.970704608879444]
[1990,5,19,4.4000000000000004,9.4,0.75,3.3000000000000003,5,7.99,0,2.4378560676532768,72.098560676532713]
[1990,5,20,2.8,0,0.75,2.0999999999999996,5,0,0,2.4378560676532768,67.436416744185991]
[1990,5,21,2.8,0,0.75,2.0999999999999996,5,0,0,2.4378560676532768,62.774272811839268]
[1990,5,22,2.1,1.5,0.75,1.5750000000000002,5,1.2749999999999999,0,2.4378560676532768,59.912128879492542]
[1990,5,23,0.7,36.700000000000003,0.75,0.52499999999999991,5,31.195,0,2.4378560676532768,88.019984947145801]
[1990,5,24,3.6,0.4,0.75,2.7,5,0.34,0,2.4378560676532768,83.097841014799073]
[1990,5,25,4,0,0.75,3,5,0,0,2.4378560676532768,77.535697082452344]
[1990,5,26,1.4,0,0.75,1.0499999999999998,5,0,0,2.4378560676532768,73.923553150105619]
[1990,5,27,0.3,38.1,0.75,0.22499999999999998,5,32.384999999999998,0,2.4378560676532768,103.52140921775889]
[1990,5,28,0,102.1,0.75,0,5,12.478590782241113,2.4378560676532715,2.4378560676532768,113.43785606765327]
[1990,5,29,1,9.6,0.75,0.75,5,3.3121439323467285,2.4378560676532715,2.4378560676532768,113.43785606765327]
[1990,5,30,2,2.4,0.75,1.5,5,2.04,0.41571213530654916,2.4378560676532768,111.41571213530655]
[1990,5,31,1.6,1,0.75,1.2000000000000002,5,0.85,0,2.4378560676532768,108.50356820295981]
[1990,6,1,4.5999999999999996,0,0.66,3.036,5,0,0,2.4378560676532768,102.90542427061308]
[1990,6,2,3.8,0,0.66,2.508,5,0,0,2.4378560676532768,97.835280338266358]
[1990,6,3,2.6,0,0.66,1.7160000000000002,5,0,0,2.4378560676532768,93.557136405919636]
[1990,6,4,2.6,0,0.66,1.7160000000000002,5,0,0,2.4378560676532768,89.278992473572913]
[1990,6,5,2.1,10.5,0.66,1.3860000000000001,5,8.9249999999999989,0,2.4378560676532768,94.255848541226186]
[1990,6,6,1.6,12.8,0.66,1.056,5,10.88,0,2.4378560676532768,101.51770460887946]
[1990,6,7,3.6,32.4,0.66,2.3760000000000003,5,16.858295391120546,2.4378560676532759,2.4378560676532768,113.43785606765327]
[1990,6,8,3,8.1999999999999993,0.66,1.98,5,4.542143932346729,2.4378560676532754,2.4378560676532768,113.43785606765327]
[1990,6,9,3.2,1.4,0.66,2.1120000000000001,5,1.19,0,2.4378560676532768,109.95371213530655]
[1990,6,10,1.2,3.4,0.66,0.79200000000000004,5,2.8899999999999997,0,2.4378560676532768,109.48956820295982]
[1990,6,11,1.4,19.2,0.66,0.92399999999999993,5,7.4344317970401832,2.4378560676532781,2.4378560676532768,113.43785606765327]
[1990,6,12,1.8,6,0.66,1.1880000000000002,5,3.7501439323467287,2.4378560676532737,2.4378560676532768,113.43785606765327]
[1990,6,13,1,0,0.66,0.66,5,0,0,2.4378560676532768,110.21571213530655]
[1990,6,14,2.6,0.2,0.66,1.7160000000000002,5,0.17,0,2.4378560676532768,106.10756820295983]
[1990,6,15,1.8,2.2000000000000002,0.66,1.1880000000000002,5,1.87,0,2.4378560676532768,104.2274242706131]
[1990,6,16,1.6,16.2,0.66,1.056,5,12.828575729386902,2.4378560676532688,2.4378560676532768,113.43785606765327]
[1990,6,17,1.6,0,0.66,1.056,5,0,0,2.4378560676532768,109.81971213530655]
[1990,6,18,2.5,4.0999999999999996,0.66,1.6500000000000001,5,3.4849999999999994,0,2.4378560676532768,109.09256820295981]
[1990,6,19,2.9,16.5,0.66,1.9139999999999999,5,8.821431797040189,2.4378560676532732,2.4378560676532768,113.43785606765327]
[1990,6,20,1.6,26.4,0.66,1.056,5,3.6181439323467286,2.4378560676532688,2.4378560676532768,113.43785606765327]
[1990,6,21,1.6,1.2,0.66,1.056,5,1.02,0,2.4378560676532768,110.83971213530654]
[1990,6,22,2.2000000000000002,0,0.66,1.4520000000000002,5,0,0,2.4378560676532768,106.82556820295981]
[1990,6,23,1.6,0,0.66,1.056,5,0,0,2.4378560676532768,103.20742427061309]
[1990,6,24,2,0,0.66,1.32,5,0,0,2.4378560676532768,99.325280338266367]
[1990,6,25,1,0.8,0.66,0.66,5,0.68,0,2.4378560676532768,96.783136405919649]
[1990,6,26,3.4,0.4,0.66,2.2440000000000002,5,0.34,0,2.4378560676532768,92.316992473572924]
[1990,6,27,3.2,0,{"$f":"INDEX($Q$27:$T$27,CEILING((1+MOD(B3686,12))/3,1))","v":0.66},2.1120000000000001,5,0,0,2.4378560676532768,87.642848541226201]
[1990,6,28,3,0,0.66,1.98,5,{"$f":"MIN($B$21*E3687,$B$26-L3686+G3687+H3687)","v":0},0,2.4378560676532768,{"$f":"MAX(0,L3686+I3687+K3687-G3687-H3687)","v":83.100704608879468}]
[1990,6,29,4,0,0.66,{"$f":"IF(2*( L3687/$C$26)  <0.5,D3688*F3688*      4         *(L3687/$C$26),D3688*F3688)","v":2.64},{"$f":"MIN($B$22, MAX(0, L3687-$C$26))","v":5},0,{"$f":"MAX(0,L3687+I3688+$B$28-$B$26-H3688-G3688)","v":0},{"$f":"$B$28","v":2.4378560676532768},77.898560676532739]
[1990,6,30,2.6,0,0.66,1.7160000000000002,5,0,0,2.4378560676532768,73.620416744186016]
[1990,7,1,0.4,0,0.66,0.26400000000000001,5,0,0,2.4378560676532768,70.794272811839292]
[1990,7,2,2.4,0.6,0.66,1.5840000000000001,5,0.51,0,2.4378560676532768,67.158128879492565]
[1990,7,3,4.5999999999999996,0,0.66,3.036,5,0,0,2.4378560676532768,61.559984947145836]
[1990,7,4,5.4,0,0.66,3.5640000000000005,5,0,0,2.4378560676532768,55.433841014799114]
[1990,7,5,3,0,0.66,1.98,5,0,0,2.4378560676532768,50.891697082452396]
[1990,7,6,3.2,0,0.66,2.1120000000000001,5,0,0,2.4378560676532768,46.217553150105672]
[1990,7,7,4.2,0,0.66,2.7720000000000002,1.2175531501056724,0,0,2.4378560676532768,44.66585606765328]
[1990,7,8,2.6,0,0.66,1.7160000000000002,0,0,0,2.4378560676532768,45.387712135306558]
[1990,7,9,2.4,0,0.66,1.5840000000000001,0.38771213530655757,0,0,2.4378560676532768,45.853856067653275]
[1990,7,10,2.8,0,0.66,1.8479999999999999,0.85385606765327537,0,0,2.4378560676532768,45.58985606765328]
[1990,7,11,2.1,0.5,0.66,1.3860000000000001,0.58985606765327958,0.42499999999999999,0,2.4378560676532768,46.476856067653273]
[1990,7,12,2.2000000000000002,0.4,0.66,1.4520000000000002,1.4768560676532729,0.34,0,2.4378560676532768,46.325856067653284]
[1990,7,13,0.4,2.8,0.66,0.26400000000000001,1.3258560676532838,2.38,0,2.4378560676532768,49.553856067653278]
[1990,7,14,1.4,0.2,0.66,0.92399999999999993,4.5538560676532782,0.17,0,2.4378560676532768,46.683856067653281]
[1990,7,15,1.9,0.3,0.66,1.254,1.6838560676532808,0.255,0,2.4378560676532768,46.438856067653283]
[1990,7,16,1.4,0.2,0.66,0.92399999999999993,1.4388560676532833,0.17,0,2.4378560676532768,46.683856067653281]
[1990,7,17,1.6,0.2,0.66,1.056,1.6838560676532808,0.17,0,2.4378560676532768,46.551856067653283]
[1990,7,18,1.6,0.2,0.66,1.056,1.5518560676532829,0.17,0,2.4378560676532768,46.551856067653283]
[1990,7,19,3.8,0,0.66,2.508,1.5518560676532829,0,0,2.4378560676532768,44.929856067653276]
[1990,7,20,4,0,0.66,2.64,0,0,0,2.4378560676532768,44.727712135306554]
[1990,7,21,2,0,0.66,1.32,0,0,0,2.4378560676532768,45.845568202959832]
[1990,7,22,4.5999999999999996,0,0.66,3.036,0.84556820295983215,0,0,2.4378560676532768,44.401856067653277]
[1990,7,23,3.8,0,0.66,2.508,0,0,0,2.4378560676532768,44.331712135306553]
[1990,7,24,3.4,0,0.66,2.2440000000000002,0,0,0,2.4378560676532768,44.525568202959832]
[1990,7,25,3.4,0,0.66,2.2440000000000002,0,0,0,2.4378560676532768,44.719424270613111]
[1990,7,26,2.8,0,0.66,1.8479999999999999,0,0,0,2.4378560676532768,45.30928033826639]
[1990,7,27,2.4,2.8,0.66,1.5840000000000001,0.30928033826639023,2.38,0,2.4378560676532768,48.233856067653278]
[1990,7,28,2.2000000000000002,9.1999999999999993,0.66,1.4520000000000002,3.2338560676532779,7.8199999999999994,0,2.4378560676532768,53.805856067653281]
[1990,7,29,3,0,0.66,1.98,5,0,0,2.4378560676532768,49.263712135306562]
[1990,7,30,1.8,0.4,0.66,1.1880000000000002,4.2637121353065623,0.34,0,2.4378560676532768,46.58985606765328]
[1990,7,31,0.6,14.4,0.66,0.39600000000000002,1.5898560676532796,12.24,0,2.4378560676532768,59.28185606765328]
[1990,8,1,0.4,2,0.66,0.26400000000000001,5,1.7,0,2.4378560676532768,58.155712135306558]
[1990,8,2,3.4,0,0.66,2.2440000000000002,5,0,0,2.4378560676532768,53.349568202959837]
[1990,8,3,0.9,3.3,0.66,0.59400000000000008,5,2.8049999999999997,0,2.4378560676532768,52.998424270613114]
[1990,8,4,4.4000000000000004,0,0.66,2.9040000000000004,5,0,0,2.4378560676532768,47.532280338266389]
[1990,8,5,3.8,0,0.66,2.508,2.5322803382663892,0,0,2.4378560676532768,44.929856067653276]
[1990,8,6,3.2,0,0.66,2.1120000000000001,0,0,0,2.4378560676532768,45.255712135306553]
[1990,8,7,5,0,0.66,3.3000000000000003,0.25571213530655257,0,0,2.4378560676532768,44.137856067653281]
[1990,8,8,3.2,0,0.66,2.1120000000000001,0,0,0,2.4378560676532768,44.463712135306558]
[1990,8,9,2.8,0,0.66,1.8479999999999999,0,0,0,2.4378560676532768,45.053568202959838]
[1990,8,10,3.1,0.3,0.66,2.0460000000000003,5.3568202959837663E-2,0.255,0,2.4378560676532768,45.646856067653282]
[1990,8,11,4.5999999999999996,0,0.66,3.036,0.64685606765328174,0,0,2.4378560676532768,44.401856067653277]
[1990,8,12,3.4,0,0.66,2.2440000000000002,0,0,0,2.4378560676532768,44.595712135306556]
[1990,8,13,4,0,0.66,2.64,0,0,0,2.4378560676532768,44.393568202959834]
[1990,8,14,5.2,0,0.66,3.4320000000000004,0,0,0,2.4378560676532768,43.39942427061311]
[1990,8,15,3.8,0.4,0.66,2.508,0,0.34,0,2.4378560676532768,43.66928033826639]
[1990,8,16,7.4,0,0.66,4.8840000000000003,0,0,0,2.4378560676532768,41.223136405919668]
[1990,8,17,4.8,0,0.66,3.1680000000000001,0,0,0,2.4378560676532768,40.492992473572947]
[1990,8,18,4,0,0.66,2.64,0,0,0,2.4378560676532768,40.290848541226225]
[1990,8,19,3.8,0,0.66,2.508,0,0,0,2.4378560676532768,40.220704608879501]
[1990,8,20,2.2000000000000002,0,0.66,1.4520000000000002,0,0,0,2.4378560676532768,41.206560676532781]
[1990,8,21,4.5999999999999996,0,0.66,3.036,0,0,0,2.4378560676532768,40.608416744186059]
[1990,8,22,5.2,0,0.66,3.4320000000000004,0,0,0,2.4378560676532768,39.614272811839335]
[1990,8,23,5.8,0,0.66,3.8279999999999998,0,0,0,2.4378560676532768,38.224128879492611]
[1990,8,24,4.8,0,0.66,3.1680000000000001,0,0,0,2.4378560676532768,37.49398494714589]
[1990,8,25,4,0,0.66,2.64,0,0,0,2.4378560676532768,37.291841014799168]
[1990,8,26,4.8,0,0.66,3.1680000000000001,0,0,0,2.4378560676532768,36.561697082452447]
[1990,8,27,3.2,0,0.66,2.1120000000000001,0,0,0,2.4378560676532768,36.887553150105724]
[1990,8,28,3.6,0,0.66,2.3760000000000003,0,0,0,2.4378560676532768,36.949409217759005]
[1990,8,29,2.6,0,0.66,1.7160000000000002,0,0,0,2.4378560676532768,37.671265285412282]
[1990,8,30,3.4,0,{"$f":"INDEX($Q$27:$T$27,CEILING((1+MOD(B3750,12))/3,1))","v":0.66},2.2440000000000002,0,0,0,2.4378560676532768,37.865121353065561]
[1990,8,31,3.4,0,0.66,2.2440000000000002,0,{"$f":"MIN($B$21*E3751,$B$26-L3750+G3751+H3751)","v":0},0,2.4378560676532768,{"$f":"MAX(0,L3750+I3751+K3751-G3751-H3751)","v":38.05897742071884}]
[1990,9,1,1.8,0.2,0.74,{"$f":"IF(2*( L3751/$C$26)  <0.5,D3752*F3752*      4         *(L3751/$C$26),D3752*F3752)","v":1.3320000000000001},{"$f":"MIN($B$22, MAX(0, L3751-$C$26))","v":0},0.17,{"$f":"MAX(0,L3751+I3752+$B$28-$B$26-H3752-G3752)","v":0},{"$f":"$B$28","v":2.4378560676532768},39.334833488372119]
[1990,9,2,4.8,0,0.74,3.552,0,0,0,2.4378560676532768,38.220689556025398]
[1990,9,3,5,0,0.74,3.7,0,0,0,2.4378560676532768,36.958545623678674]
[1990,9,4,6.4,0,0.74,4.7359999999999998,0,0,0,2.4378560676532768,34.660401691331955]
[1990,9,5,5.4,0,0.74,3.996,0,0,0,2.4378560676532768,33.102257758985232]
[1990,9,6,4,0,0.74,2.96,0,0,0,2.4378560676532768,32.58011382663851]
[1990,9,7,3.4,0,0.74,2.516,0,0,0,2.4378560676532768,32.50196989429179]
[1990,9,8,2.8,5.4,0.74,2.0720000000000001,0,4.59,0,2.4378560676532768,37.457825961945069]
[1990,9,9,2.9,1.9,0.74,2.1459999999999999,0,1.615,0,2.4378560676532768,39.364682029598349]
[1990,9,10,2.2000000000000002,2.8,0.74,1.6280000000000001,0,2.38,0,2.4378560676532768,42.55453809725163]
[1990,9,11,2,7.6,0.74,1.48,0,6.46,0,2.4378560676532768,49.972394164904912]
[1990,9,12,3.4,0,0.74,2.516,4.9723941649049124,0,0,2.4378560676532768,44.92185606765328]
[1990,9,13,4.8,2.6,0.74,3.552,0,2.21,0,2.4378560676532768,46.01771213530656]
[1990,9,14,4,0.4,0.74,2.96,1.0177121353065601,0.34,0,2.4378560676532768,44.817856067653281]
[1990,9,15,3.4,1,0.74,2.516,0,0.85,0,2.4378560676532768,45.589712135306563]
[1990,9,16,3.2,1.8,0.74,2.3679999999999999,0.58971213530656286,1.53,0,2.4378560676532768,46.599856067653278]
[1990,9,17,4.2,1.6,0.74,3.1080000000000001,1.5998560676532776,1.36,0,2.4378560676532768,45.689856067653281]
[1990,9,18,3.2,5.2,0.74,2.3679999999999999,0.689856067653281,4.42,0,2.4378560676532768,49.489856067653278]
[1990,9,19,2,0,0.74,1.48,4.4898560676532782,0,0,2.4378560676532768,45.957856067653282]
[1990,9,20,3.7,0.3,0.74,2.738,0.95785606765328168,0.255,0,2.4378560676532768,44.954856067653282]
[1990,9,21,3.4,0,0.74,2.516,0,0,0,2.4378560676532768,44.876712135306562]
[1990,9,22,5.6,0,0.74,4.1440000000000001,0,0,0,2.4378560676532768,43.170568202959842]
[1990,9,23,4,0,0.74,2.96,0,0,0,2.4378560676532768,42.64842427061312]
[1990,9,24,2.7,0.3,0.74,1.998,0,0.255,0,2.4378560676532768,43.343280338266403]
[1990,9,25,4,0,0.74,2.96,0,0,0,2.4378560676532768,42.821136405919681]
[1990,9,26,4.8,0,0.74,3.552,0,0,0,2.4378560676532768,41.70699247357296]
[1990,9,27,5.8,0,0.74,4.2919999999999998,0,0,0,2.4378560676532768,39.852848541226237]
[1990,9,28,1.6,3,0.74,1.1839999999999999,0,2.5499999999999998,0,2.4378560676532768,43.656704608879515]
[1990,9,29,3.2,0,0.74,2.3679999999999999,0,0,0,2.4378560676532768,43.726560676532792]
[1990,9,30,4.5999999999999996,0,0.74,3.4039999999999999,0,0,0,2.4378560676532768,42.760416744186074]
[1990,10,1,2.6,9.8000000000000007,0.74,1.9239999999999999,0,8.33,0,2.4378560676532768,51.604272811839351]
[1990,10,2,1.8,1.2,0.74,1.3320000000000001,5,1.02,0,2.4378560676532768,48.730128879492632]
[1990,10,3,2.1,1.5,0.74,1.554,3.7301288794926322,1.2749999999999999,0,2.4378560676532768,47.158856067653275]
[1990,10,4,4.2,0.2,0.74,3.1080000000000001,2.1588560676532751,0.17,0,2.4378560676532768,44.499856067653283]
[1990,10,5,3.2,0,0.74,2.3679999999999999,0,0,0,2.4378560676532768,44.56971213530656]
[1990,10,6,7.4,0,0.74,5.476,0,0,0,2.4378560676532768,41.531568202959839]
[1990,10,7,4,3.4,0.74,2.96,0,2.8899999999999997,0,2.4378560676532768,43.899424270613117]
[1990,10,8,2.2999999999999998,0.5,0.74,1.702,0,0.42499999999999999,0,2.4378560676532768,45.060280338266395]
[1990,10,9,4.3,0.3,0.74,3.1819999999999999,6.0280338266395006E-2,0.255,0,2.4378560676532768,44.510856067653279]
[1990,10,10,4,0,0.74,2.96,0,0,0,2.4378560676532768,43.988712135306557]
[1990,10,11,5,1,0.74,3.7,0,0.85,0,2.4378560676532768,43.576568202959834]
[1990,10,12,7.2,0,0.74,5.3280000000000003,0,0,0,2.4378560676532768,40.686424270613109]
[1990,10,13,10.199999999999999,0,0.74,7.5479999999999992,0,0,0,2.4378560676532768,35.576280338266386]
[1990,10,14,5.8,0,0.74,4.2919999999999998,0,0,0,2.4378560676532768,33.722136405919663]
[1990,10,15,4,0,0.74,2.96,0,0,0,2.4378560676532768,33.199992473572941]
[1990,10,16,3.8,0,0.74,2.8119999999999998,0,0,0,2.4378560676532768,32.825848541226222]
[1990,10,17,4.4000000000000004,3,0.74,3.2560000000000002,0,2.5499999999999998,0,2.4378560676532768,34.557704608879497]
[1990,10,18,5.8,0,0.74,4.2919999999999998,0,0,0,2.4378560676532768,32.703560676532774]
[1990,10,19,3.6,0,0.74,2.6640000000000001,0,0,0,2.4378560676532768,32.477416744186051]
[1990,10,20,6.2,8.4,0.74,4.5880000000000001,0,7.14,0,2.4378560676532768,37.467272811839329]
[1990,10,21,3.6,0,0.74,2.6640000000000001,0,0,0,2.4378560676532768,37.241128879492607]
[1990,10,22,6.4,0,0.74,4.7359999999999998,0,0,0,2.4378560676532768,34.942984947145888]
[1990,10,23,5.6,1.6,0.74,4.1440000000000001,0,1.36,0,2.4378560676532768,34.596841014799168]
[1990,10,24,4.4000000000000004,0.4,0.74,3.2560000000000002,0,0.34,0,2.4378560676532768,34.118697082452449]
[1990,10,25,4.5999999999999996,0,0.74,3.4039999999999999,0,0,0,2.4378560676532768,33.152553150105732]
[1990,10,26,5.6,0,0.74,4.1440000000000001,0,0,0,2.4378560676532768,31.446409217759012]
[1990,10,27,4,0,0.74,2.96,0,0,0,2.4378560676532768,30.924265285412289]
[1990,10,28,4.2,0.4,0.74,3.1080000000000001,0,0.34,0,2.4378560676532768,30.594121353065564]
[1990,10,29,5.2,0,0.74,3.8479999999999999,0,0,0,2.4378560676532768,29.18397742071884]
[1990,10,30,5.6,0,0.74,4.1440000000000001,0,0,0,2.4378560676532768,27.47783348837212]
[1990,10,31,7.4,0,0.74,5.476,0,0,0,2.4378560676532768,24.439689556025399]
[1990,11,1,7.8,0,0.74,5.7720000000000002,0,0,0,2.4378560676532768,21.10554562367868]
[1990,11,2,7.4,0,{"$f":"INDEX($Q$27:$T$27,CEILING((1+MOD(B3814,12))/3,1))","v":0.74},5.476,0,0,0,2.4378560676532768,18.067401691331959]
[1990,11,3,3.4,0,0.74,2.516,0,{"$f":"MIN($B$21*E3815,$B$26-L3814+G3815+H3815)","v":0},0,2.4378560676532768,{"$f":"MAX(0,L3814+I3815+K3815-G3815-H3815)","v":17.989257758985239}]
[1990,11,4,5,1.4,0.74,{"$f":"IF(2*( L3815/$C$26)  <0.5,D3816*F3816*      4         *(L3815/$C$26),D3816*F3816)","v":3.7},{"$f":"MIN($B$22, MAX(0, L3815-$C$26))","v":0},1.19,{"$f":"MAX(0,L3815+I3816+$B$28-$B$26-H3816-G3816)","v":0},{"$f":"$B$28","v":2.4378560676532768},17.917113826638516]
[1990,11,5,3.2,10.6,0.74,2.3679999999999999,0,9.01,0,2.4378560676532768,26.996969894291798]
[1990,11,6,6.8,19.2,0.74,5.032,0,16.32,0,2.4378560676532768,40.722825961945077]
[1990,11,7,4.9000000000000004,4.9000000000000004,0.74,3.6260000000000003,0,4.165,0,2.4378560676532768,43.699682029598357]
[1990,11,8,3.2,14.4,0.74,2.3679999999999999,0,12.24,0,2.4378560676532768,56.009538097251635]
[1990,11,9,3.2,9.1999999999999993,0.74,2.3679999999999999,5,7.8199999999999994,0,2.4378560676532768,58.899394164904912]
[1990,11,10,3.8,0,0.74,2.8119999999999998,5,0,0,2.4378560676532768,53.525250232558193]
[1990,11,11,6,0,0.74,4.4399999999999995,5,0,0,2.4378560676532768,46.523106300211474]
[1990,11,12,7.2,0,0.74,5.3280000000000003,1.5231063002114738,0,0,2.4378560676532768,42.109856067653276]
[1990,11,13,4.8,0.2,0.74,3.552,0,0.17,0,2.4378560676532768,41.165712135306556]
[1990,11,14,4.5999999999999996,0,0.74,3.4039999999999999,0,0,0,2.4378560676532768,40.199568202959838]
[1990,11,15,6.4,0,0.74,4.7359999999999998,0,0,0,2.4378560676532768,37.90142427061312]
[1990,11,16,7,0,0.74,5.18,0,0,0,2.4378560676532768,35.159280338266399]
[1990,11,17,6.2,0,0.74,4.5880000000000001,0,0,0,2.4378560676532768,33.009136405919676]
[1990,11,18,5.8,0.4,0.74,4.2919999999999998,0,0.34,0,2.4378560676532768,31.494992473572957]
[1990,11,19,4.8,2.8,0.74,3.552,0,2.38,0,2.4378560676532768,32.760848541226238]
[1990,11,20,6.8,0.4,0.74,5.032,0,0.34,0,2.4378560676532768,30.50670460887952]
[1990,11,21,5.8,0,0.74,4.2919999999999998,0,0,0,2.4378560676532768,28.652560676532794]
[1990,11,22,6.6,0,0.74,4.8839999999999995,0,0,0,2.4378560676532768,26.206416744186072]
[1990,11,23,10,0,0.74,7.4,0,0,0,2.4378560676532768,21.244272811839352]
[1990,11,24,4.2,0.2,0.74,3.1080000000000001,0,0.17,0,2.4378560676532768,20.744128879492632]
[1990,11,25,7,0,0.74,5.18,0,0,0,2.4378560676532768,18.001984947145907]
[1990,11,26,5.6,0,0.74,4.1440000000000001,0,0,0,2.4378560676532768,16.295841014799187]
[1990,11,27,6,0,0.74,4.4399999999999995,0,0,0,2.4378560676532768,14.293697082452466]
[1990,11,28,4,0,0.74,2.96,0,0,0,2.4378560676532768,13.771553150105742]
[1990,11,29,4.8,0,0.74,3.552,0,0,0,2.4378560676532768,12.657409217759017]
[1990,11,30,7,0,0.74,5.18,0,0,0,2.4378560676532768,9.9152652854122945]
[1990,12,1,7.6,0,0.78,5.224683787726585,0,0,0,2.4378560676532768,7.1284375653389862]
[1990,12,2,8,0,0.78,3.9539067029080246,0,0,0,2.4378560676532768,5.6123869300842379]
[1990,12,3,8,0,0.78,3.1130039505533906,0,0,0,2.4378560676532768,4.9372390471841241]
[1990,12,4,3.4,4.8,0.78,1.1638718180562042,0,4.08,0,2.4378560676532768,10.291223296781196]
[1990,12,5,2.2000000000000002,16,0.78,1.5697545935356918,0,13.6,0,2.4378560676532768,24.759324770898779]
[1990,12,6,3.2,4.8,0.78,2.4960000000000004,0,4.08,0,2.4378560676532768,28.781180838552054]
[1990,12,7,6.4,0,0.78,4.9920000000000009,0,0,0,2.4378560676532768,26.227036906205331]
[1990,12,8,5.6,0,0.78,4.3679999999999994,0,0,0,2.4378560676532768,24.296892973858608]
[1990,12,9,0,0.8,0.78,0,0,0.68,0,2.4378560676532768,27.414749041511882]
[1990,12,10,9.8000000000000007,0,0.78,7.644000000000001,0,0,0,2.4378560676532768,22.208605109165159]
[1990,12,11,3.3,1.5,0.78,2.5739999999999998,0,1.2749999999999999,0,2.4378560676532768,23.347461176818435]
[1990,12,12,7.8,0,0.78,6.0839999999999996,0,0,0,2.4378560676532768,19.701317244471714]
[1990,12,13,8,0,0.78,6.24,0,0,0,2.4378560676532768,15.899173312124988]
[1990,12,14,6,0.4,0.78,4.68,0,0.34,0,2.4378560676532768,13.997029379778269]
[1990,12,15,6,0,0.78,4.68,0,0,0,2.4378560676532768,11.754885447431548]
[1990,12,16,6.8,0,0.78,5.3040000000000003,0,0,0,2.4378560676532768,8.8887415150848241]
[1990,12,17,8,0,0.78,4.9302886270337165,0,0,0,2.4378560676532768,6.3963089557043844]
[1990,12,18,8.1999999999999993,0,0.78,3.6365148516164658,0,0,0,2.4378560676532768,5.1976501717411949]
[1990,12,19,9.6,0,0.78,3.4595559543109391,0,0,0,2.4378560676532768,4.1759502850835322]
[1990,12,20,8.4,0,0.78,2.4320734460326494,0,0,0,2.4378560676532768,4.1817329067041591]
[1990,12,21,8.4,0.2,0.78,2.4354412448645024,0,0.17,0,2.4378560676532768,4.3541477294929329]
[1990,12,22,3.1,3.3,0.78,0.93585148532568108,0,2.8049999999999997,0,2.4378560676532768,8.661152311820528]
[1990,12,23,6.4,3.2,0.78,3.8432419858318294,0,2.72,0,2.4378560676532768,9.975766393641976]
[1990,12,24,9.1999999999999993,1.6,0.78,6.363208856957761,0,1.36,0,2.4378560676532768,7.4104136043374913]
[1990,12,25,6.4,0,0.78,3.2882475300313567,0,0,0,2.4378560676532768,6.5600221419594105]
[1990,12,26,2.6,0.4,0.78,1.1825533247905498,0,0.34,0,2.4378560676532768,8.1553248848221358]
[1990,12,27,5,0,0.78,2.8271792934050071,0,0,0,2.4378560676532768,7.7660016590704055]
[1990,12,28,7.2,0,0.78,3.876788028207947,0,0,0,2.4378560676532768,6.3270696985157358]
[1990,12,29,8.4,0,0.78,3.6848853924155645,0,0,0,2.4378560676532768,5.0800403737534481]
[1990,12,30,6.8,0,0.78,2.3950697015456255,0,0,0,2.4378560676532768,5.1228267398610994]
[1990,12,31,6,10,0.78,2.1310959237822171,0,8.5,0,2.4378560676532768,13.929586883732158]
[1991,1,1,3.2,0,0.78,2.4960000000000004,0,0,0,2.4378560676532768,13.871442951385434]
[1991,1,2,6,1.6,0.78,4.68,0,1.36,0,2.4378560676532768,12.989299019038711]
[1991,1,3,7.2,0,0.78,5.6160000000000005,0,0,0,2.4378560676532768,9.8111550866919863]
[1991,1,4,6,1.4,0.78,4.081440516063866,0,1.19,0,2.4378560676532768,9.3575706382813966]
[1991,1,5,7.4,0,{"$f":"INDEX($Q$27:$T$27,CEILING((1+MOD(B3878,12))/3,1))","v":0.78},4.8010575754809084,0,0,0,2.4378560676532768,6.994369130453765]
[1991,1,6,3.6,3.2,0.78,1.74579453496126,0,{"$f":"MIN($B$21*E3879,$B$26-L3878+G3879+H3879)","v":2.72},0,2.4378560676532768,{"$f":"MAX(0,L3878+I3879+K3879-G3879-H3879)","v":10.406430663145782}]
[1991,1,7,7.4,0.4,0.78,{"$f":"IF(2*( L3879/$C$26)  <0.5,D3880*F3880*      4         *(L3879/$C$26),D3880*F3880)","v":5.3391926922379964},{"$f":"MIN($B$22, MAX(0, L3879-$C$26))","v":0},0.34,{"$f":"MAX(0,L3879+I3880+$B$28-$B$26-H3880-G3880)","v":0},{"$f":"$B$28","v":2.4378560676532768},7.8450940385610624]
[1991,1,8,5.4,0,0.78,2.9372032080372623,0,0,0,2.4378560676532768,7.3457468981770777]
[1991,1,9,5.6,0.6,0.78,2.8521086623322196,0,0.51,0,2.4378560676532768,7.4414943034981347]
[1991,1,10,6,0,0.78,3.0956616302552238,0,0,0,2.4378560676532768,6.7836887408961868]
[1991,1,11,7,0,0.78,3.2923502689149493,0,0,0,2.4378560676532768,5.9291945396345138]
[1991,1,12,7,0,0.78,2.8776357499026171,0,0,0,2.4378560676532768,5.4894148573851735]
[1991,1,13,8.4,0,0.78,3.1970352129411252,0,0,0,2.4378560676532768,4.7302357120973255]
[1991,1,14,7.6,0,0.78,2.4925188712278175,0,0,0,2.4378560676532768,4.6755729085227848]
[1991,1,15,7.4,0,0.78,2.3988806069327571,0,0,0,2.4378560676532768,4.714548369243305]
[1991,1,16,8.1999999999999993,0,0.78,2.680377899527127,0,0,0,2.4378560676532768,4.4720265373694552]
[1991,1,17,2.6,17.399999999999999,0.78,0.80615731713646721,0,14.79,0,2.4378560676532768,20.893725287886262]
[1991,1,18,2.2000000000000002,19.600000000000001,0.78,1.7160000000000002,0,16.66,0,2.4378560676532768,38.275581355539543]
[1991,1,19,3,20,0.78,2.34,0,17,0,2.4378560676532768,55.373437423192826]
[1991,1,20,6.6,0,0.78,5.1479999999999997,5,0,0,2.4378560676532768,47.663293490846101]
[1991,1,21,7,31,0.78,5.46,2.663293490846101,26.349999999999998,0,2.4378560676532768,68.327856067653272]
[1991,1,22,8,22.8,0.78,6.24,5,19.38,0,2.4378560676532768,78.905712135306544]
[1991,1,23,5.4,0,0.78,4.2120000000000006,5,0,0,2.4378560676532768,72.131568202959812]
[1991,1,24,5.3,4.3,0.78,4.1340000000000003,5,3.6549999999999998,0,2.4378560676532768,69.090424270613084]
[1991,1,25,3.3,12.7,0.78,2.5739999999999998,5,10.795,0,2.4378560676532768,74.74928033826636]
[1991,1,26,5.8,14.7,0.78,4.524,5,12.494999999999999,0,2.4378560676532768,80.158136405919635]
[1991,1,27,4.4000000000000004,7.6,0.78,3.4320000000000004,5,6.46,0,2.4378560676532768,80.623992473572898]
[1991,1,28,4.4000000000000004,2,0.78,3.4320000000000004,5,1.7,0,2.4378560676532768,76.32984854122617]
[1991,1,29,3.4,0,0.78,2.6520000000000001,5,0,0,2.4378560676532768,71.11570460887944]
[1991,1,30,6.8,0,0.78,5.3040000000000003,5,0,0,2.4378560676532768,63.24956067653271]
[1991,1,31,7.4,0,0.78,5.7720000000000002,5,0,0,2.4378560676532768,54.915416744185983]
[1991,2,1,6.8,0,0.78,5.3040000000000003,5,0,0,2.4378560676532768,47.049272811839259]
[1991,2,2,6,0,0.78,4.68,2.0492728118392591,0,0,2.4378560676532768,42.757856067653279]
[1991,2,3,6.2,0.8,0.78,4.8360000000000003,0,0.68,0,2.4378560676532768,41.039712135306559]
[1991,2,4,6.4,0,0.78,4.9920000000000009,0,0,0,2.4378560676532768,38.48556820295984]
[1991,2,5,6.8,0,0.78,5.3040000000000003,0,0,0,2.4378560676532768,35.619424270613116]
[1991,2,6,7.8,0,0.78,6.0839999999999996,0,0,0,2.4378560676532768,31.973280338266395]
[1991,2,7,7.4,34.799999999999997,0.78,5.7720000000000002,0,29.58,0,2.4378560676532768,58.21913640591967]
[1991,2,8,0,52,0.78,0,5,44.199999999999996,0,2.4378560676532768,99.85699247357293]
[1991,2,9,1,6.8,0.78,0.78,5,5.7799999999999994,0,2.4378560676532768,102.2948485412262]
[1991,2,10,5.4,0.2,0.78,4.2120000000000006,5,0.17,0,2.4378560676532768,95.690704608879471]
[1991,2,11,6,0,0.78,4.68,5,0,0,2.4378560676532768,88.448560676532736]
[1991,2,12,5.6,6.4,0.78,4.3679999999999994,5,5.44,0,2.4378560676532768,86.95841674418601]
[1991,2,13,3,18,0.78,2.34,5,15.299999999999999,0,2.4378560676532768,97.356272811839276]
[1991,2,14,4.4000000000000004,0,0.78,3.4320000000000004,5,0,0,2.4378560676532768,91.362128879492545]
[1991,2,15,5.6,0,0.78,4.3679999999999994,5,0,0,2.4378560676532768,84.431984947145821]
[1991,2,16,6.2,0,0.78,4.8360000000000003,5,0,0,2.4378560676532768,77.033841014799094]
[1991,2,17,5.4,1.8,0.78,4.2120000000000006,5,1.53,0,2.4378560676532768,71.789697082452363]
[1991,2,18,2.8,15.8,0.78,2.1839999999999997,5,13.43,0,2.4378560676532768,80.473553150105644]
[1991,2,19,1.8,1.2,0.78,1.4040000000000001,5,1.02,0,2.4378560676532768,77.527409217758915]
[1991,2,20,4.4000000000000004,0,0.78,3.4320000000000004,5,0,0,2.4378560676532768,71.533265285412185]
[1991,2,21,5.6,0,0.78,4.3679999999999994,5,0,0,2.4378560676532768,64.603121353065461]
[1991,2,22,4.5999999999999996,0.4,0.78,3.5879999999999996,5,0.34,0,2.4378560676532768,58.792977420718735]
[1991,2,23,5.2,2.6,0.78,4.056,5,2.21,0,2.4378560676532768,54.384833488372017]
[1991,2,24,3.6,2.6,0.78,2.8080000000000003,5,2.21,0,2.4378560676532768,51.224689556025297]
[1991,2,25,5.8,2.2000000000000002,0.78,4.524,5,1.87,0,2.4378560676532768,46.008545623678572]
[1991,2,26,4,0,0.78,3.12,1.0085456236785717,0,0,2.4378560676532768,44.317856067653281]
[1991,2,27,5.4,0,0.78,4.2120000000000006,0,0,0,2.4378560676532768,42.543712135306556]
[1991,2,28,5.4,12.2,0.78,4.2120000000000006,0,10.37,0,2.4378560676532768,51.139568202959829]
[1991,3,1,3.8,0,0.75,2.8499999999999996,5,0,0,2.4378560676532768,45.727424270613106]
[1991,3,2,5,3.2,0.75,3.75,0.72742427061310622,2.72,0,2.4378560676532768,46.407856067653277]
[1991,3,3,1.7,4.9000000000000004,0.75,1.2749999999999999,1.4078560676532774,4.165,0,2.4378560676532768,50.327856067653279]
[1991,3,4,2.5,9.1,0.75,1.875,5,7.7349999999999994,0,2.4378560676532768,53.625712135306557]
[1991,3,5,4,3.8,0.75,3,5,3.23,0,2.4378560676532768,51.293568202959833]
[1991,3,6,4.8,0,0.75,3.5999999999999996,5,0,0,2.4378560676532768,45.13142427061311]
[1991,3,7,4.8,0.8,0.75,3.5999999999999996,0.13142427061310968,0.68,0,2.4378560676532768,44.517856067653277]
[1991,3,8,4.2,5,0.75,3.1500000000000004,0,4.25,0,2.4378560676532768,48.055712135306557]
[1991,3,9,4.5999999999999996,16.8,0.75,3.4499999999999997,3.0557121353065568,14.28,0,2.4378560676532768,58.267856067653277]
[1991,3,10,4.2,2.8,{"$f":"INDEX($Q$27:$T$27,CEILING((1+MOD(B3942,12))/3,1))","v":0.75},3.1500000000000004,5,2.38,0,2.4378560676532768,54.935712135306559]
[1991,3,11,5.0999999999999996,0.1,0.75,3.8249999999999997,5,{"$f":"MIN($B$21*E3943,$B$26-L3942+G3943+H3943)","v":8.5000000000000006E-2},0,2.4378560676532768,{"$f":"MAX(0,L3942+I3943+K3943-G3943-H3943)","v":48.633568202959836}]
[1991,3,12,4,0,0.75,{"$f":"IF(2*( L3943/$C$26)  <0.5,D3944*F3944*      4         *(L3943/$C$26),D3944*F3944)","v":3},{"$f":"MIN($B$22, MAX(0, L3943-$C$26))","v":3.633568202959836},0,{"$f":"MAX(0,L3943+I3944+$B$28-$B$26-H3944-G3944)","v":0},{"$f":"$B$28","v":2.4378560676532768},44.437856067653279]
[1991,3,13,0,167.2,0.75,0,0,66.562143932346714,2.4378560676532715,2.4378560676532768,113.43785606765327]
[1991,3,14,2.2999999999999998,0.7,0.75,1.7249999999999999,5,0.59499999999999997,0,2.4378560676532768,109.74571213530655]
[1991,3,15,5.2,1.8,0.75,3.9000000000000004,5,1.53,0,2.4378560676532768,104.81356820295981]
[1991,3,16,4,0,0.75,3,5,0,0,2.4378560676532768,99.251424270613086]
[1991,3,17,4.4000000000000004,0,0.75,3.3000000000000003,5,0,0,2.4378560676532768,93.38928033826636]
[1991,3,18,4.5999999999999996,0,0.75,3.4499999999999997,5,0,0,2.4378560676532768,87.377136405919629]
[1991,3,19,4.5999999999999996,0,0.75,3.4499999999999997,5,0,0,2.4378560676532768,81.364992473572897]
[1991,3,20,5.2,0,0.75,3.9000000000000004,5,0,0,2.4378560676532768,74.902848541226163]
[1991,3,21,5.6,0,0.75,4.1999999999999993,5,0,0,2.4378560676532768,68.140704608879432]
[1991,3,22,4.8,0,0.75,3.5999999999999996,5,0,0,2.4378560676532768,61.978560676532709]
[1991,3,23,6.2,0,0.75,4.6500000000000004,5,0,0,2.4378560676532768,54.766416744185982]
[1991,3,24,5,0,0.75,3.75,5,0,0,2.4378560676532768,48.45427281183926]
[1991,3,25,4,0,0.75,3,3.4542728118392603,0,0,2.4378560676532768,44.437856067653279]
[1991,3,26,4.2,0,0.75,3.1500000000000004,0,0,0,2.4378560676532768,43.725712135306559]
[1991,3,27,5.8,0,0.75,4.3499999999999996,0,0,0,2.4378560676532768,41.813568202959836]
[1991,3,28,4.8,0,0.75,3.5999999999999996,0,0,0,2.4378560676532768,40.651424270613113]
[1991,3,29,3,0.6,0.75,2.25,0,0.51,0,2.4378560676532768,41.349280338266389]
[1991,3,30,4.5999999999999996,0,0.75,3.4499999999999997,0,0,0,2.4378560676532768,40.337136405919665]
[1991,3,31,3.1,9.5,0.75,2.3250000000000002,0,8.0749999999999993,0,2.4378560676532768,48.524992473572944]
[1991,4,1,4.4000000000000004,0,0.75,3.3000000000000003,3.5249924735729437,0,0,2.4378560676532768,44.137856067653281]
[1991,4,2,5.8,0,0.75,4.3499999999999996,0,0,0,2.4378560676532768,42.225712135306559]
[1991,4,3,3.8,0.2,0.75,2.8499999999999996,0,0.17,0,2.4378560676532768,41.983568202959837]
[1991,4,4,2.6,1,0.75,1.9500000000000002,0,0.85,0,2.4378560676532768,43.321424270613115]
[1991,4,5,4,0,0.75,3,0,0,0,2.4378560676532768,42.759280338266393]
[1991,4,6,4.2,0,0.75,3.1500000000000004,0,0,0,2.4378560676532768,42.047136405919673]
[1991,4,7,3.8,0,0.75,2.8499999999999996,0,0,0,2.4378560676532768,41.63499247357295]
[1991,4,8,4.2,1.2,0.75,3.1500000000000004,0,1.02,0,2.4378560676532768,41.942848541226233]
[1991,4,9,3.8,32.200000000000003,0.75,2.8499999999999996,0,27.37,0,2.4378560676532768,68.900704608879508]
[1991,4,10,4.0999999999999996,7.7,0.75,3.0749999999999997,5,6.5449999999999999,0,2.4378560676532768,69.808560676532778]
[1991,4,11,3.3,4.9000000000000004,0.75,2.4749999999999996,5,4.165,0,2.4378560676532768,68.936416744186062]
[1991,4,12,3.1,0.5,0.75,2.3250000000000002,5,0.42499999999999999,0,2.4378560676532768,64.474272811839327]
[1991,4,13,3.2,0.2,0.75,2.4000000000000004,5,0.17,0,2.4378560676532768,59.682128879492595]
[1991,4,14,3.7,0.7,0.75,2.7750000000000004,5,0.59499999999999997,0,2.4378560676532768,54.939984947145874]
[1991,4,15,2.4,0,0.75,1.7999999999999998,5,0,0,2.4378560676532768,50.577841014799155]
[1991,4,16,3.4,0,0.75,2.5499999999999998,5,0,0,2.4378560676532768,45.465697082452436]
[1991,4,17,3,0,0.75,2.25,0.46569708245243646,0,0,2.4378560676532768,45.187856067653279]
[1991,4,18,3.8,0,0.75,2.8499999999999996,0.18785606765327856,0,0,2.4378560676532768,44.587856067653277]
[1991,4,19,4.5999999999999996,0,0.75,3.4499999999999997,0,0,0,2.4378560676532768,43.575712135306553]
[1991,4,20,3,0,0.75,2.25,0,0,0,2.4378560676532768,43.763568202959831]
[1991,4,21,2.8,0,0.75,2.0999999999999996,0,0,0,2.4378560676532768,44.101424270613109]
[1991,4,22,5,0,0.75,3.75,0,0,0,2.4378560676532768,42.789280338266387]
[1991,4,23,4.4000000000000004,0,0.75,3.3000000000000003,0,0,0,2.4378560676532768,41.927136405919669]
[1991,4,24,3.2,0,0.75,2.4000000000000004,0,0,0,2.4378560676532768,41.964992473572948]
[1991,4,25,4.5999999999999996,0,0.75,3.4499999999999997,0,0,0,2.4378560676532768,40.952848541226224]
[1991,4,26,6.6,0,0.75,4.9499999999999993,0,0,0,2.4378560676532768,38.4407046088795]
[1991,4,27,6.8,0,0.75,5.0999999999999996,0,0,0,2.4378560676532768,35.778560676532777]
[1991,4,28,3.8,0,0.75,2.8499999999999996,0,0,0,2.4378560676532768,35.366416744186054]
[1991,4,29,4,0,0.75,3,0,0,0,2.4378560676532768,34.804272811839333]
[1991,4,30,2.4,2,0.75,1.7999999999999998,0,1.7,0,2.4378560676532768,37.142128879492617]
[1991,5,1,2,0,0.75,1.5,0,0,0,2.4378560676532768,38.079984947145896]
[1991,5,2,3,0,0.75,2.25,0,0,0,2.4378560676532768,38.267841014799174]
[1991,5,3,3.6,0.6,0.75,2.7,0,0.51,0,2.4378560676532768,38.515697082452448]
[1991,5,4,2.8,9.6,0.75,2.0999999999999996,0,8.16,0,2.4378560676532768,47.013553150105722]
[1991,5,5,2,2.8,0.75,1.5,2.0135531501057216,2.38,0,2.4378560676532768,48.317856067653281]
[1991,5,6,2,0,0.75,1.5,3.3178560676532811,0,0,2.4378560676532768,45.937856067653279]
[1991,5,7,2.6,0,0.75,1.9500000000000002,0.93785606765327856,0,0,2.4378560676532768,45.487856067653276]
[1991,5,8,2.8,0,0.75,2.0999999999999996,0.48785606765327572,0,0,2.4378560676532768,45.337856067653277]
[1991,5,9,2.8,0,0.75,2.0999999999999996,0.33785606765327714,0,0,2.4378560676532768,45.337856067653277]
[1991,5,10,3.4,1.2,0.75,2.5499999999999998,0.33785606765327714,1.02,0,2.4378560676532768,45.907856067653285]
[1991,5,11,2.6,2.6,0.75,1.9500000000000002,0.90785606765328453,2.21,0,2.4378560676532768,47.697856067653277]
[1991,5,12,2.2000000000000002,6.2,0.75,1.6500000000000001,2.6978560676532766,5.27,0,2.4378560676532768,51.057856067653276]
[1991,5,13,2.6,7.8,{"$f":"INDEX($Q$27:$T$27,CEILING((1+MOD(B4006,12))/3,1))","v":0.75},1.9500000000000002,5,6.63,0,2.4378560676532768,53.175712135306554]
[1991,5,14,1.8,4.8,0.75,1.35,5,{"$f":"MIN($B$21*E4007,$B$26-L4006+G4007+H4007)","v":4.08},0,2.4378560676532768,{"$f":"MAX(0,L4006+I4007+K4007-G4007-H4007)","v":53.34356820295983}]
[1991,5,15,2,4.2,0.75,{"$f":"IF(2*( L4007/$C$26)  <0.5,D4008*F4008*      4         *(L4007/$C$26),D4008*F4008)","v":1.5},{"$f":"MIN($B$22, MAX(0, L4007-$C$26))","v":5},3.57,{"$f":"MAX(0,L4007+I4008+$B$28-$B$26-H4008-G4008)","v":0},{"$f":"$B$28","v":2.4378560676532768},52.851424270613109]
[1991,5,16,3.6,56.8,0.75,2.7,5,48.279999999999994,0,2.4378560676532768,95.869280338266378]
[1991,5,17,2,10.199999999999999,0.75,1.5,5,8.67,0,2.4378560676532768,100.47713640591965]
[1991,5,18,1.4,11.8,0.75,1.0499999999999998,5,10.030000000000001,0,2.4378560676532768,106.89499247357293]
[1991,5,19,1,19.399999999999999,0.75,0.75,5,9.8550075264270731,2.4378560676532715,2.4378560676532768,113.43785606765327]
[1991,5,20,1.2,14.6,0.75,0.89999999999999991,5,3.4621439323467285,2.4378560676532772,2.4378560676532768,113.43785606765327]
[1991,5,21,2.2000000000000002,7,0.75,1.6500000000000001,5,4.2121439323467289,2.4378560676532768,2.4378560676532768,113.43785606765327]
[1991,5,22,2.2000000000000002,13.4,0.75,1.6500000000000001,5,4.2121439323467289,2.4378560676532768,2.4378560676532768,113.43785606765327]
[1991,5,23,0.9,4.0999999999999996,0.75,0.67500000000000004,5,3.2371439323467284,2.4378560676532688,2.4378560676532768,113.43785606765327]
[1991,5,24,1.4,0.4,0.75,1.0499999999999998,5,0.34,0,2.4378560676532768,110.16571213530655]
[1991,5,25,2.4,8.8000000000000007,0.75,1.7999999999999998,5,7.48,2.2835682029598248,2.4378560676532768,113.28356820295983]
[1991,5,26,1.6,0.4,0.75,1.2000000000000002,5,0.34,0,2.4378560676532768,109.8614242706131]
[1991,5,27,2.4,0,0.75,1.7999999999999998,5,0,0,2.4378560676532768,105.49928033826637]
[1991,5,28,1.7,0.3,0.75,1.2749999999999999,5,0.255,0,2.4378560676532768,101.91713640591963]
[1991,5,29,1.5,2.2999999999999998,0.75,1.125,5,1.9549999999999998,0,2.4378560676532768,100.1849924735729]
[1991,5,30,1,2.4,0.75,0.75,5,2.04,0,2.4378560676532768,98.912848541226182]
[1991,5,31,3,16,0.75,2.25,5,13.6,0,2.4378560676532768,107.70070460887945]
[1991,6,1,3,40.4,0.66,1.98,5,10.279295391120552,2.4378560676532754,2.4378560676532768,113.43785606765327]
[1991,6,2,2.6,0,0.66,1.7160000000000002,5,0,0,2.4378560676532768,109.15971213530655]
[1991,6,3,2.8,0,0.66,1.8479999999999999,5,0,0,2.4378560676532768,104.74956820295982]
[1991,6,4,3,0,0.66,1.98,5,0,0,2.4378560676532768,100.20742427061309]
[1991,6,5,0.4,2.4,0.66,0.26400000000000001,5,2.04,0,2.4378560676532768,99.421280338266371]
[1991,6,6,2,35.799999999999997,0.66,1.32,5,17.898719661733629,2.4378560676532643,2.4378560676532768,113.43785606765327]
[1991,6,7,2.5,28.3,0.66,1.6500000000000001,5,4.2121439323467289,2.4378560676532768,2.4378560676532768,113.43785606765327]
[1991,6,8,1,10.4,0.66,0.66,5,3.2221439323467287,2.4378560676532679,2.4378560676532768,113.43785606765327]
[1991,6,9,1.7,3.5,0.66,1.1220000000000001,5,2.9750000000000001,1.7287121353065371,2.4378560676532768,112.72871213530654]
[1991,6,10,0,57.8,0.66,0,5,3.2712878646934627,2.4378560676532715,2.4378560676532768,113.43785606765327]
[1991,6,11,2.2000000000000002,0,0.66,1.4520000000000002,5,0,0,2.4378560676532768,109.42371213530654]
[1991,6,12,2.6,0,0.66,1.7160000000000002,5,0,0,2.4378560676532768,105.14556820295982]
[1991,6,13,3.2,0,0.66,2.1120000000000001,5,0,0,2.4378560676532768,100.4714242706131]
[1991,6,14,3,0,0.66,1.98,5,0,0,2.4378560676532768,95.929280338266366]
[1991,6,15,2.2000000000000002,0,0.66,1.4520000000000002,5,0,0,2.4378560676532768,91.91513640591964]
[1991,6,16,1.6,0,0.66,1.056,5,0,0,2.4378560676532768,88.296992473572914]
[1991,6,17,3.4,0,0.66,2.2440000000000002,5,0,0,2.4378560676532768,83.490848541226185]
[1991,6,18,3.4,0,0.66,2.2440000000000002,5,0,0,2.4378560676532768,78.684704608879457]
[1991,6,19,2.6,0,0.66,1.7160000000000002,5,0,0,2.4378560676532768,74.406560676532735]
[1991,6,20,1,0,0.66,0.66,5,0,0,2.4378560676532768,71.184416744186009]
[1991,6,21,1.2,0,0.66,0.79200000000000004,5,0,0,2.4378560676532768,67.830272811839279]
[1991,6,22,2.1,0.3,0.66,1.3860000000000001,5,0.255,0,2.4378560676532768,64.13712887949255]
[1991,6,23,3.2,0,0.66,2.1120000000000001,5,0,0,2.4378560676532768,59.462984947145827]
[1991,6,24,4,0,0.66,2.64,5,0,0,2.4378560676532768,54.260841014799105]
[1991,6,25,3.8,0,0.66,2.508,5,0,0,2.4378560676532768,49.190697082452381]
[1991,6,26,3.6,0,0.66,2.3760000000000003,4.190697082452381,0,0,2.4378560676532768,45.061856067653281]
[1991,6,27,5.2,0,0.66,3.4320000000000004,6.1856067653280888E-2,0,0,2.4378560676532768,44.005856067653276]
[1991,6,28,1.9,0.1,0.66,1.254,0,8.5000000000000006E-2,0,2.4378560676532768,45.274712135306558]
[1991,6,29,2.8,0,0.66,1.8479999999999999,0.27471213530655803,0,0,2.4378560676532768,45.58985606765328]
[1991,6,30,4,0,0.66,2.64,0.58985606765327958,0,0,2.4378560676532768,44.797856067653278]
[1991,7,1,2.8,0,0.66,1.8479999999999999,0,0,0,2.4378560676532768,45.387712135306558]
[1991,7,2,1.8,0.4,0.66,1.1880000000000002,0.38771213530655757,0.34,0,2.4378560676532768,46.58985606765328]
[1991,7,3,1.2,21.8,0.66,0.79200000000000004,1.5898560676532796,18.53,0,2.4378560676532768,65.175856067653257]
[1991,7,4,1.2,10.199999999999999,0.66,0.79200000000000004,5,8.67,0,2.4378560676532768,70.491712135306528]
[1991,7,5,1,2.4,0.66,0.66,5,2.04,0,2.4378560676532768,69.309568202959809]
[1991,7,6,2.2000000000000002,0,0.66,1.4520000000000002,5,0,0,2.4378560676532768,65.295424270613083]
[1991,7,7,4,0,0.66,2.64,5,0,0,2.4378560676532768,60.093280338266354]
[1991,7,8,1.6,0,0.66,1.056,5,0,0,2.4378560676532768,56.475136405919635]
[1991,7,9,1.9,3.9,0.66,1.254,5,3.3149999999999999,0,2.4378560676532768,55.973992473572913]
[1991,7,10,3.6,24.3,0.66,2.3760000000000003,5,20.655000000000001,0,2.4378560676532768,71.690848541226174]
[1991,7,11,4,0,0.66,2.64,5,0,0,2.4378560676532768,66.488704608879445]
[1991,7,12,5.6,0,0.66,3.6959999999999997,5,0,0,2.4378560676532768,60.230560676532718]
[1991,7,13,2.4,0,0.66,1.5840000000000001,5,0,0,2.4378560676532768,56.084416744185994]
[1991,7,14,2.2000000000000002,0,0.66,1.4520000000000002,5,0,0,2.4378560676532768,52.070272811839274]
[1991,7,15,3.6,0,0.66,2.3760000000000003,5,0,0,2.4378560676532768,47.132128879492555]
[1991,7,16,3.4,0,{"$f":"INDEX($Q$27:$T$27,CEILING((1+MOD(B4070,12))/3,1))","v":0.66},2.2440000000000002,2.132128879492555,0,0,2.4378560676532768,45.193856067653279]
[1991,7,17,2.4,0,0.66,1.5840000000000001,0.19385606765327879,{"$f":"MIN($B$21*E4071,$B$26-L4070+G4071+H4071)","v":0},0,2.4378560676532768,{"$f":"MAX(0,L4070+I4071+K4071-G4071-H4071)","v":45.853856067653275}]
[1991,7,18,2.8,0,0.66,{"$f":"IF(2*( L4071/$C$26)  <0.5,D4072*F4072*      4         *(L4071/$C$26),D4072*F4072)","v":1.8479999999999999},{"$f":"MIN($B$22, MAX(0, L4071-$C$26))","v":0.85385606765327537},0,{"$f":"MAX(0,L4071+I4072+$B$28-$B$26-H4072-G4072)","v":0},{"$f":"$B$28","v":2.4378560676532768},45.58985606765328]
[1991,7,19,3.8,0,0.66,2.508,0.58985606765327958,0,0,2.4378560676532768,44.929856067653276]
[1991,7,20,4,0,0.66,2.64,0,0,0,2.4378560676532768,44.727712135306554]
[1991,7,21,5.4,0,0.66,3.5640000000000005,0,0,0,2.4378560676532768,43.601568202959832]
[1991,7,22,3.6,0,0.66,2.3760000000000003,0,0,0,2.4378560676532768,43.663424270613113]
[1991,7,23,2.6,0,0.66,1.7160000000000002,0,0,0,2.4378560676532768,44.385280338266391]
[1991,7,24,4.8,0,0.66,3.1680000000000001,0,0,0,2.4378560676532768,43.65513640591967]
[1991,7,25,4,0,0.66,2.64,0,0,0,2.4378560676532768,43.452992473572948]
[1991,7,26,2.4,0,0.66,1.5840000000000001,0,0,0,2.4378560676532768,44.306848541226223]
[1991,7,27,2.8,0,0.66,1.8479999999999999,0,0,0,2.4378560676532768,44.896704608879503]
[1991,7,28,2,0,0.66,1.32,0,0,0,2.4378560676532768,46.014560676532781]
[1991,7,29,4,0,0.66,2.64,1.0145606765327813,0,0,2.4378560676532768,44.797856067653278]
[1991,7,30,3,0,0.66,1.98,0,0,0,2.4378560676532768,45.25571213530656]
[1991,7,31,3.4,0,0.66,2.2440000000000002,0.25571213530655967,0,0,2.4378560676532768,45.193856067653279]
[1991,8,1,3.2,0,0.66,2.1120000000000001,0.19385606765327879,0,0,2.4378560676532768,45.325856067653277]
[1991,8,2,4.4000000000000004,0,0.66,2.9040000000000004,0.32585606765327668,0,0,2.4378560676532768,44.533856067653275]
[1991,8,3,3,0,0.66,1.98,0,0,0,2.4378560676532768,44.991712135306557]
[1991,8,4,3,0,0.66,1.98,0,0,0,2.4378560676532768,45.449568202959838]
[1991,8,5,3.6,0,0.66,2.3760000000000003,0.44956820295983846,0,0,2.4378560676532768,45.061856067653281]
[1991,8,6,4.2,0,0.66,2.7720000000000002,6.1856067653280888E-2,0,0,2.4378560676532768,44.66585606765328]
[1991,8,7,6.4,0,0.66,4.2240000000000002,0,0,0,2.4378560676532768,42.879712135306562]
[1991,8,8,5.4,0,0.66,3.5640000000000005,0,0,0,2.4378560676532768,41.753568202959841]
[1991,8,9,5.8,0,0.66,3.8279999999999998,0,0,0,2.4378560676532768,40.363424270613116]
[1991,8,10,2.8,0,0.66,1.8479999999999999,0,0,0,2.4378560676532768,40.953280338266396]
[1991,8,11,2.6,14,0.66,1.7160000000000002,0,11.9,0,2.4378560676532768,53.575136405919672]
[1991,8,12,1.6,0,0.66,1.056,5,0,0,2.4378560676532768,49.956992473572953]
[1991,8,13,4,0,0.66,2.64,4.9569924735729529,0,0,2.4378560676532768,44.797856067653278]
[1991,8,14,3.8,0,0.66,2.508,0,0,0,2.4378560676532768,44.727712135306554]
[1991,8,15,4.5999999999999996,0,0.66,3.036,0,0,0,2.4378560676532768,44.129568202959831]
[1991,8,16,5,0,0.66,3.3000000000000003,0,0,0,2.4378560676532768,43.267424270613112]
[1991,8,17,4.4000000000000004,0,0.66,2.9040000000000004,0,0,0,2.4378560676532768,42.801280338266388]
[1991,8,18,3.2,0,0.66,2.1120000000000001,0,0,0,2.4378560676532768,43.127136405919664]
[1991,8,19,1.5,27,0.66,0.99,0,22.95,0,2.4378560676532768,67.524992473572937]
[1991,8,20,4,0,0.66,2.64,5,0,0,2.4378560676532768,62.322848541226207]
[1991,8,21,6,0,0.66,3.96,5,0,0,2.4378560676532768,55.800704608879478]
[1991,8,22,7.2,0,0.66,4.7520000000000007,5,0,0,2.4378560676532768,48.486560676532754]
[1991,8,23,4.4000000000000004,0,0.66,2.9040000000000004,3.4865606765327541,0,0,2.4378560676532768,44.533856067653275]
[1991,8,24,5.2,0,0.66,3.4320000000000004,0,0,0,2.4378560676532768,43.539712135306551]
[1991,8,25,7.4,0,0.66,4.8840000000000003,0,0,0,2.4378560676532768,41.09356820295983]
[1991,8,26,3,0,0.66,1.98,0,0,0,2.4378560676532768,41.551424270613111]
[1991,8,27,2.8,0,0.66,1.8479999999999999,0,0,0,2.4378560676532768,42.141280338266391]
[1991,8,28,4.8,0,0.66,3.1680000000000001,0,0,0,2.4378560676532768,41.41113640591967]
[1991,8,29,5,0,0.66,3.3000000000000003,0,0,0,2.4378560676532768,40.548992473572952]
[1991,8,30,3.2,0,0.66,2.1120000000000001,0,0,0,2.4378560676532768,40.874848541226228]
[1991,8,31,6.2,0,0.66,4.0920000000000005,0,0,0,2.4378560676532768,39.220704608879508]
[1991,9,1,5.4,0,0.74,3.996,0,0,0,2.4378560676532768,37.662560676532784]
[1991,9,2,4,0,0.74,2.96,0,0,0,2.4378560676532768,37.140416744186062]
[1991,9,3,5,0,0.74,3.7,0,0,0,2.4378560676532768,35.878272811839338]
[1991,9,4,3.6,0,0.74,2.6640000000000001,0,0,0,2.4378560676532768,35.652128879492615]
[1991,9,5,5.6,0,0.74,4.1440000000000001,0,0,0,2.4378560676532768,33.945984947145895]
[1991,9,6,4.4000000000000004,0,0.74,3.2560000000000002,0,0,0,2.4378560676532768,33.127841014799174]
[1991,9,7,3.4,0,0.74,2.516,0,0,0,2.4378560676532768,33.049697082452454]
[1991,9,8,4.2,0,0.74,3.1080000000000001,0,0,0,2.4378560676532768,32.379553150105735]
[1991,9,9,5,0,0.74,3.7,0,0,0,2.4378560676532768,31.117409217759015]
[1991,9,10,5.6,0,0.74,4.1440000000000001,0,0,0,2.4378560676532768,29.411265285412291]
[1991,9,11,6.8,0.6,0.74,5.032,0,0.51,0,2.4378560676532768,27.327121353065568]
[1991,9,12,7,0,0.74,5.18,0,0,0,2.4378560676532768,24.584977420718843]
[1991,9,13,5,0,0.74,3.7,0,0,0,2.4378560676532768,23.322833488372122]
[1991,9,14,3.8,0,0.74,2.8119999999999998,0,0,0,2.4378560676532768,22.948689556025396]
[1991,9,15,5.8,0,0.74,4.2919999999999998,0,0,0,2.4378560676532768,21.09454562367867]
[1991,9,16,7.6,0,0.74,5.6239999999999997,0,0,0,2.4378560676532768,17.908401691331949]
[1991,9,17,10.4,0,0.74,7.6959999999999997,0,0,0,2.4378560676532768,12.650257758985225]
[1991,9,18,6.8,0,{"$f":"INDEX($Q$27:$T$27,CEILING((1+MOD(B4134,12))/3,1))","v":0.74},5.032,0,0,0,2.4378560676532768,10.056113826638502]
[1991,9,19,7.6,0,0.74,5.0271630365346605,0,{"$f":"MIN($B$21*E4135,$B$26-L4134+G4135+H4135)","v":0},0,2.4378560676532768,{"$f":"MAX(0,L4134+I4135+K4135-G4135-H4135)","v":7.4668068577571178}]
[1991,9,20,8,0,0.74,{"$f":"IF(2*( L4135/$C$26)  <0.5,D4136*F4136*      4         *(L4135/$C$26),D4136*F4136)","v":3.929199697593079},{"$f":"MIN($B$22, MAX(0, L4135-$C$26))","v":0},0,{"$f":"MAX(0,L4135+I4136+$B$28-$B$26-H4136-G4136)","v":0},{"$f":"$B$28","v":2.4378560676532768},5.9754632278173165]
[1991,9,21,6.2,0,0.74,2.4369266923756312,0,0,0,2.4378560676532768,5.9763926030949621]
[1991,9,22,9,0,0.74,3.5380244210322176,0,0,0,2.4378560676532768,4.8762242497160226]
[1991,9,23,5.6,0,0.74,1.7961842925176177,0,0,0,2.4378560676532768,5.517896024851682]
[1991,9,24,4.4000000000000004,0,0.74,1.5970017295037402,0,0,0,2.4378560676532768,6.358750363001219]
[1991,9,25,3.8,0,0.74,1.58940497962306,0,0,0,2.4378560676532768,7.2072014510314357]
[1991,9,26,4.5999999999999996,0,0.74,2.1807389990498676,0,0,0,2.4378560676532768,7.4643185196348449]
[1991,9,27,4,1.6,0.74,1.963945139388368,0,1.36,0,2.4378560676532768,9.2982294478997538]
[1991,9,28,4,0,0.74,2.4464674814029577,0,0,0,2.4378560676532768,9.2896180341500738]
[1991,9,29,7.8,0,0.74,4.7661933593879313,0,0,0,2.4378560676532768,6.9612807424154193]
[1991,9,30,5.2,0,0.74,2.3810674041612918,0,0,0,2.4378560676532768,7.0180694059074051]
[1991,10,1,6.4,0,0.74,2.9544512627891084,0,0,0,2.4378560676532768,6.5014742107715744]
[1991,10,2,5.8,0,0.74,2.4803846500116973,0,0,0,2.4378560676532768,6.4589456284131543]
[1991,10,3,6,0,0.74,2.5491305413470577,0,0,0,2.4378560676532768,6.3476711547193734]
[1991,10,4,3,0,0.74,1.2526071078646228,0,0,0,2.4378560676532768,7.5329201145080269]
[1991,10,5,3.8,0,0.74,1.882895232177473,0,0,0,2.4378560676532768,8.0878809499838304]
[1991,10,6,4.5999999999999996,0,0.74,2.4472130447773299,0,0,0,2.4378560676532768,8.0785239728597773]
[1991,10,7,5.8,0,0.74,3.082046657023481,0,0,0,2.4378560676532768,7.4343333834895731]
[1991,10,8,5.2,1,0.74,2.5428724319704776,0,0.85,0,2.4378560676532768,8.1793170191723714]
[1991,10,9,4.8,2,0.74,2.5824830268533567,0,1.7,0,2.4378560676532768,9.7346900599722908]
[1991,10,10,3,30,0.74,1.9209788385011983,0,25.5,0,2.4378560676532768,35.751567289124374]
[1991,10,11,1.8,12.2,0.74,1.3320000000000001,0,10.37,0,2.4378560676532768,47.227423356777649]
[1991,10,12,3.8,0,0.74,2.8119999999999998,2.2274233567776491,0,0,2.4378560676532768,44.625856067653281]
[1991,10,13,6.4,0,0.74,4.7359999999999998,0,0,0,2.4378560676532768,42.327712135306562]
[1991,10,14,6.2,0,0.74,4.5880000000000001,0,0,0,2.4378560676532768,40.17756820295984]
[1991,10,15,3.4,0,0.74,2.516,0,0,0,2.4378560676532768,40.09942427061312]
[1991,10,16,6.4,0,0.74,4.7359999999999998,0,0,0,2.4378560676532768,37.801280338266402]
[1991,10,17,7,0,0.74,5.18,0,0,0,2.4378560676532768,35.059136405919681]
[1991,10,18,2.6,1.4,0.74,1.9239999999999999,0,1.19,0,2.4378560676532768,36.762992473572957]
[1991,10,19,1.2,2,0.74,0.88800000000000001,0,1.7,0,2.4378560676532768,40.012848541226241]
[1991,10,20,3.4,0,0.74,2.516,0,0,0,2.4378560676532768,39.934704608879521]
[1991,10,21,5.6,0,0.74,4.1440000000000001,0,0,0,2.4378560676532768,38.228560676532801]
[1991,10,22,6.6,1.2,0.74,4.8839999999999995,0,1.02,0,2.4378560676532768,36.802416744186083]
[1991,10,23,5.8,0,0.74,4.2919999999999998,0,0,0,2.4378560676532768,34.94827281183936]
[1991,10,24,3,1.8,0.74,2.2199999999999998,0,1.53,0,2.4378560676532768,36.69612887949264]
[1991,10,25,1.2,2,0.74,0.88800000000000001,0,1.7,0,2.4378560676532768,39.945984947145924]
[1991,10,26,4.8,25.4,0.74,3.552,0,21.59,0,2.4378560676532768,60.421841014799199]
[1991,10,27,5,0,0.74,3.7,5,0,0,2.4378560676532768,54.159697082452475]
[1991,10,28,5.2,1.2,0.74,3.8479999999999999,5,1.02,0,2.4378560676532768,48.769553150105757]
[1991,10,29,5.8,2,0.74,4.2919999999999998,3.7695531501057573,1.7,0,2.4378560676532768,44.84585606765328]
[1991,10,30,4,0,0.74,2.96,0,0,0,2.4378560676532768,44.323712135306558]
[1991,10,31,4.2,0,0.74,3.1080000000000001,0,0,0,2.4378560676532768,43.653568202959839]
[1991,11,1,6.2,0,0.74,4.5880000000000001,0,0,0,2.4378560676532768,41.503424270613117]
[1991,11,2,1.4,0.6,0.74,1.036,0,0.51,0,2.4378560676532768,43.415280338266392]
[1991,11,3,2,0.4,0.74,1.48,0,0.34,0,2.4378560676532768,44.713136405919677]
[1991,11,4,4,0,0.74,2.96,0,0,0,2.4378560676532768,44.190992473572955]
[1991,11,5,6.4,0,0.74,4.7359999999999998,0,0,0,2.4378560676532768,41.892848541226236]
[1991,11,6,6.4,0,0.74,4.7359999999999998,0,0,0,2.4378560676532768,39.594704608879518]
[1991,11,7,6.2,0,0.74,4.5880000000000001,0,0,0,2.4378560676532768,37.444560676532795]
[1991,11,8,7.3,0.3,0.74,5.4020000000000001,0,0.255,0,2.4378560676532768,34.735416744186075]
[1991,11,9,4.8,0,0.74,3.552,0,0,0,2.4378560676532768,33.621272811839354]
[1991,11,10,6.2,0,0.74,4.5880000000000001,0,0,0,2.4378560676532768,31.471128879492632]
[1991,11,11,5.6,0,0.74,4.1440000000000001,0,0,0,2.4378560676532768,29.764984947145912]
[1991,11,12,5,0,0.74,3.7,0,0,0,2.4378560676532768,28.502841014799191]
[1991,11,13,4.4000000000000004,5.2,0.74,3.2560000000000002,0,4.42,0,2.4378560676532768,32.104697082452468]
[1991,11,14,5,1.2,0.74,3.7,0,1.02,0,2.4378560676532768,31.86255315010575]
[1991,11,15,4.8,8.1999999999999993,0.74,3.552,0,6.9699999999999989,0,2.4378560676532768,37.718409217759032]
[1991,11,16,4.5999999999999996,0,0.74,3.4039999999999999,0,0,0,2.4378560676532768,36.752265285412307]
[1991,11,17,4,0,0.74,2.96,0,0,0,2.4378560676532768,36.230121353065584]
[1991,11,18,5,0,0.74,3.7,0,0,0,2.4378560676532768,34.96797742071886]
[1991,11,19,5.2,0,0.74,3.8479999999999999,0,0,0,2.4378560676532768,33.55783348837214]
[1991,11,20,6.8,0,0.74,5.032,0,0,0,2.4378560676532768,30.963689556025418]
[1991,11,21,7.3,2.5,{"$f":"INDEX($Q$27:$T$27,CEILING((1+MOD(B4198,12))/3,1))","v":0.74},5.4020000000000001,0,2.125,0,2.4378560676532768,30.124545623678692]
[1991,11,22,0.6,25.2,0.74,0.44400000000000001,0,{"$f":"MIN($B$21*E4199,$B$26-L4198+G4199+H4199)","v":21.419999999999998},0,2.4378560676532768,{"$f":"MAX(0,L4198+I4199+K4199-G4199-H4199)","v":53.538401691331963}]
[1991,11,23,3.6,1.2,0.74,{"$f":"IF(2*( L4199/$C$26)  <0.5,D4200*F4200*      4         *(L4199/$C$26),D4200*F4200)","v":2.6640000000000001},{"$f":"MIN($B$22, MAX(0, L4199-$C$26))","v":5},1.02,{"$f":"MAX(0,L4199+I4200+$B$28-$B$26-H4200-G4200)","v":0},{"$f":"$B$28","v":2.4378560676532768},49.332257758985243]
[1991,11,24,6,0,0.74,4.4399999999999995,4.3322577589852429,0,0,2.4378560676532768,42.997856067653281]
[1991,11,25,5.2,0,0.74,3.8479999999999999,0,0,0,2.4378560676532768,41.58771213530656]
[1991,11,26,6.6,0,0.74,4.8839999999999995,0,0,0,2.4378560676532768,39.141568202959839]
[1991,11,27,7.6,0,0.74,5.6239999999999997,0,0,0,2.4378560676532768,35.955424270613115]
[1991,11,28,6.6,3.8,0.74,4.8839999999999995,0,3.23,0,2.4378560676532768,36.73928033826639]
[1991,11,29,2.6,1,0.74,1.9239999999999999,0,0.85,0,2.4378560676532768,38.10313640591967]
[1991,11,30,4.7,5.0999999999999996,0.74,3.4780000000000002,0,4.335,0,2.4378560676532768,41.397992473572948]
[1991,12,1,5.2,4.8,0.78,4.056,0,4.08,0,2.4378560676532768,43.859848541226228]
[1991,12,2,4.3,21.1,0.78,3.3540000000000001,0,17.935000000000002,0,2.4378560676532768,60.878704608879502]
[1991,12,3,6.8,0,0.78,5.3040000000000003,5,0,0,2.4378560676532768,53.012560676532779]
[1991,12,4,4,0,0.78,3.12,5,0,0,2.4378560676532768,47.33041674418606]
[1991,12,5,8,0.1,0.78,6.24,2.3304167441860599,8.5000000000000006E-2,0,2.4378560676532768,41.282856067653277]
[1991,12,6,4.3,0.5,0.78,3.3540000000000001,0,0.42499999999999999,0,2.4378560676532768,40.791712135306554]
[1991,12,7,4.5999999999999996,0,0.78,3.5879999999999996,0,0,0,2.4378560676532768,39.641568202959832]
[1991,12,8,3.6,10.6,0.78,2.8080000000000003,0,9.01,0,2.4378560676532768,48.281424270613108]
[1991,12,9,4.2,0,0.78,3.2760000000000002,3.2814242706131083,0,0,2.4378560676532768,44.161856067653275]
[1991,12,10,7.2,0,0.78,5.6160000000000005,0,0,0,2.4378560676532768,40.983712135306554]
[1991,12,11,6,0,0.78,4.68,0,0,0,2.4378560676532768,38.741568202959833]
[1991,12,12,0,77.3,0.78,0,0,65.704999999999998,0,2.4378560676532768,106.88442427061311]
[1991,12,13,0,128.6,0.78,0,5,9.1155757293868902,2.4378560676532715,2.4378560676532768,113.43785606765327]
[1991,12,14,6.4,0.8,0.78,4.9920000000000009,5,0.68,0,2.4378560676532768,106.56371213530655]
[1991,12,15,7.8,0,0.78,6.0839999999999996,5,0,0,2.4378560676532768,97.917568202959814]
[1991,12,16,6,0,0.78,4.68,5,0,0,2.4378560676532768,90.675424270613092]
[1991,12,17,6.8,6.8,0.78,5.3040000000000003,5,5.7799999999999994,0,2.4378560676532768,88.589280338266363]
[1991,12,18,8,0,0.78,6.24,5,0,0,2.4378560676532768,79.78713640591964]
[1991,12,19,6.5,0.9,0.78,5.07,5,0.76500000000000001,0,2.4378560676532768,72.919992473572904]
[1991,12,20,6.2,0,0.78,4.8360000000000003,5,0,0,2.4378560676532768,65.521848541226177]
[1991,12,21,6.6,0.2,0.78,5.1479999999999997,5,0.17,0,2.4378560676532768,57.981704608879454]
[1991,12,22,5.9,1.7,0.78,4.6020000000000003,5,1.4449999999999998,0,2.4378560676532768,52.262560676532729]
[1991,12,23,3.6,8.1999999999999993,0.78,2.8080000000000003,5,6.9699999999999989,0,2.4378560676532768,53.862416744186007]
[1991,12,24,5,0,0.78,3.9000000000000004,5,0,0,2.4378560676532768,47.400272811839287]
[1991,12,25,7,0,0.78,5.46,2.4002728118392866,0,0,2.4378560676532768,41.977856067653278]
[1991,12,26,4.5999999999999996,0,0.78,3.5879999999999996,0,0,0,2.4378560676532768,40.827712135306555]
[1991,12,27,6.2,0,0.78,4.8360000000000003,0,0,0,2.4378560676532768,38.429568202959835]
[1991,12,28,6.6,0,0.78,5.1479999999999997,0,0,0,2.4378560676532768,35.719424270613118]
[1991,12,29,5.8,0,0.78,4.524,0,0,0,2.4378560676532768,33.633280338266395]
[1991,12,30,5.4,0,0.78,4.2120000000000006,0,0,0,2.4378560676532768,31.859136405919674]
[1991,12,31,7.8,53.8,0.78,6.0839999999999996,0,45.73,0,2.4378560676532768,73.942992473572943]
[1992,1,1,2.8,7.6,0.78,2.1839999999999997,5,6.46,0,2.4378560676532768,75.656848541226211]
[1992,1,2,2.4,7.2,0.78,1.8719999999999999,5,6.12,0,2.4378560676532768,77.342704608879487]
[1992,1,3,5.6,0,0.78,4.3679999999999994,5,0,0,2.4378560676532768,70.412560676532763]
[1992,1,4,5.8,0,0.78,4.524,5,0,0,2.4378560676532768,63.326416744186034]
[1992,1,5,9,21.2,0.78,7.0200000000000005,5,18.02,0,2.4378560676532768,71.764272811839305]
[1992,1,6,8,0,0.78,6.24,5,0,0,2.4378560676532768,62.962128879492582]
[1992,1,7,6.8,0,0.78,5.3040000000000003,5,0,0,2.4378560676532768,55.095984947145851]
[1992,1,8,4.5999999999999996,2.8,0.78,3.5879999999999996,5,2.38,0,2.4378560676532768,51.325841014799131]
[1992,1,9,5.5,8.6999999999999993,0.78,4.29,5,7.3949999999999996,0,2.4378560676532768,51.868697082452414]
[1992,1,10,4.0999999999999996,0.5,0.78,3.198,5,0.42499999999999999,0,2.4378560676532768,46.533553150105689]
[1992,1,11,5.0999999999999996,13.7,0.78,3.9779999999999998,1.5335531501056892,11.645,0,2.4378560676532768,55.104856067653273]
[1992,1,12,5.6,0,0.78,4.3679999999999994,5,0,0,2.4378560676532768,48.174712135306549]
[1992,1,13,5.8,0,0.78,4.524,3.1747121353065495,0,0,2.4378560676532768,42.913856067653278]
[1992,1,14,3.4,0,0.78,2.6520000000000001,0,0,0,2.4378560676532768,42.699712135306555]
[1992,1,15,6.8,0,0.78,5.3040000000000003,0,0,0,2.4378560676532768,39.833568202959832]
[1992,1,16,5.8,0,0.78,4.524,0,0,0,2.4378560676532768,37.747424270613109]
[1992,1,17,6.2,0,0.78,4.8360000000000003,0,0,0,2.4378560676532768,35.349280338266389]
[1992,1,18,5.4,1,0.78,4.2120000000000006,0,0.85,0,2.4378560676532768,34.425136405919666]
[1992,1,19,4.5999999999999996,0,0.78,3.5879999999999996,0,0,0,2.4378560676532768,33.274992473572944]
[1992,1,20,6.2,0,0.78,4.8360000000000003,0,0,0,2.4378560676532768,30.876848541226224]
[1992,1,21,6.6,0,0.78,5.1479999999999997,0,0,0,2.4378560676532768,28.166704608879503]
[1992,1,22,7,0,0.78,5.46,0,0,0,2.4378560676532768,25.144560676532777]
[1992,1,23,6,0,0.78,4.68,0,0,0,2.4378560676532768,22.902416744186056]
[1992,1,24,7.2,0,{"$f":"INDEX($Q$27:$T$27,CEILING((1+MOD(B4262,12))/3,1))","v":0.78},5.6160000000000005,0,0,0,2.4378560676532768,19.724272811839334]
[1992,1,25,7.4,0,0.78,5.7720000000000002,0,{"$f":"MIN($B$21*E4263,$B$26-L4262+G4263+H4263)","v":0},0,2.4378560676532768,{"$f":"MAX(0,L4262+I4263+K4263-G4263-H4263)","v":16.390128879492615}]
[1992,1,26,4.5999999999999996,5.6,0.78,{"$f":"IF(2*( L4263/$C$26)  <0.5,D4264*F4264*      4         *(L4263/$C$26),D4264*F4264)","v":3.5879999999999996},{"$f":"MIN($B$22, MAX(0, L4263-$C$26))","v":0},4.76,{"$f":"MAX(0,L4263+I4264+$B$28-$B$26-H4264-G4264)","v":0},{"$f":"$B$28","v":2.4378560676532768},19.99998494714589]
[1992,1,27,7.4,19,0.78,5.7720000000000002,0,16.149999999999999,0,2.4378560676532768,32.815841014799169]
[1992,1,28,5.4,0,0.78,4.2120000000000006,0,0,0,2.4378560676532768,31.041697082452448]
[1992,1,29,5.8,0,0.78,4.524,0,0,0,2.4378560676532768,28.955553150105722]
[1992,1,30,3.4,17.2,0.78,2.6520000000000001,0,14.62,0,2.4378560676532768,43.361409217758997]
[1992,1,31,2.4,3,0.78,1.8719999999999999,0,2.5499999999999998,0,2.4378560676532768,46.477265285412273]
[1992,2,1,1.4,8.6,0.78,1.0919999999999999,1.4772652854122725,7.31,0,2.4378560676532768,53.655856067653282]
[1992,2,2,2,3,0.78,1.56,5,2.5499999999999998,0,2.4378560676532768,52.083712135306556]
[1992,2,3,5.4,0,0.78,4.2120000000000006,5,0,0,2.4378560676532768,45.309568202959831]
[1992,2,4,6,0,0.78,4.68,0.30956820295983078,0,0,2.4378560676532768,42.757856067653279]
[1992,2,5,7.2,0,0.78,5.6160000000000005,0,0,0,2.4378560676532768,39.579712135306558]
[1992,2,6,4.4000000000000004,0.4,0.78,3.4320000000000004,0,0.34,0,2.4378560676532768,38.925568202959838]
[1992,2,7,4.4000000000000004,0,0.78,3.4320000000000004,0,0,0,2.4378560676532768,37.931424270613114]
[1992,2,8,7,0,0.78,5.46,0,0,0,2.4378560676532768,34.909280338266392]
[1992,2,9,3,0.2,0.78,2.34,0,0.17,0,2.4378560676532768,35.177136405919669]
[1992,2,10,4.2,14.8,0.78,3.2760000000000002,0,12.58,0,2.4378560676532768,46.918992473572942]
[1992,2,11,4.2,0.4,0.78,3.2760000000000002,1.918992473572942,0.34,0,2.4378560676532768,44.501856067653279]
[1992,2,12,2.2000000000000002,11.8,0.78,1.7160000000000002,0,10.030000000000001,0,2.4378560676532768,55.253712135306557]
[1992,2,13,6.4,0,0.78,4.9920000000000009,5,0,0,2.4378560676532768,47.699568202959838]
[1992,2,14,7.6,43,0.78,5.9279999999999999,2.6995682029598385,36.549999999999997,0,2.4378560676532768,78.059856067653271]
[1992,2,15,2.4,0.4,0.78,1.8719999999999999,5,0.34,0,2.4378560676532768,73.965712135306546]
[1992,2,16,3.4,1.8,0.78,2.6520000000000001,5,1.53,0,2.4378560676532768,70.281568202959818]
[1992,2,17,4,0,0.78,3.12,5,0,0,2.4378560676532768,64.599424270613085]
[1992,2,18,3.2,1.8,0.78,2.4960000000000004,5,1.53,0,2.4378560676532768,61.071280338266362]
[1992,2,19,2,5.4,0.78,1.56,5,4.59,0,2.4378560676532768,61.539136405919635]
[1992,2,20,4.2,0,0.78,3.2760000000000002,5,0,0,2.4378560676532768,55.70099247357291]
[1992,2,21,3.2,8,0.78,2.4960000000000004,5,6.8,0,2.4378560676532768,57.442848541226176]
[1992,2,22,1.6,8.4,0.78,1.2480000000000002,5,7.14,0,2.4378560676532768,60.772704608879437]
[1992,2,23,5.6,11.8,0.78,4.3679999999999994,5,10.030000000000001,0,2.4378560676532768,63.872560676532714]
[1992,2,24,4.4000000000000004,0,0.78,3.4320000000000004,5,0,0,2.4378560676532768,57.878416744185984]
[1992,2,25,5.8,6.2,0.78,4.524,5,5.27,0,2.4378560676532768,56.06227281183925]
[1992,2,26,1.8,23.6,0.78,1.4040000000000001,5,20.060000000000002,0,2.4378560676532768,72.156128879492528]
[1992,2,27,5.2,0,0.78,4.056,5,0,0,2.4378560676532768,65.537984947145802]
[1992,2,28,5.2,0.6,0.78,4.056,5,0.51,0,2.4378560676532768,59.429841014799081]
[1992,2,29,5.2,2,0.78,4.056,5,1.7,0,2.4378560676532768,54.511697082452365]
[1992,3,1,4.5999999999999996,2.4,0.75,3.4499999999999997,5,2.04,0,2.4378560676532768,50.53955315010564]
[1992,3,2,3.8,5.2,0.75,2.8499999999999996,5,4.42,0,2.4378560676532768,49.547409217758918]
[1992,3,3,4.3,8.1,0.75,3.2249999999999996,4.5474092177589185,6.8849999999999998,0,2.4378560676532768,51.097856067653275]
[1992,3,4,3.3,15.5,0.75,2.4749999999999996,5,13.174999999999999,0,2.4378560676532768,59.235712135306557]
[1992,3,5,5.6,0,0.75,4.1999999999999993,5,0,0,2.4378560676532768,52.473568202959839]
[1992,3,6,4,0,0.75,3,5,0,0,2.4378560676532768,46.911424270613118]
[1992,3,7,5.2,6.2,0.75,3.9000000000000004,1.9114242706131179,5.27,0,2.4378560676532768,48.807856067653283]
[1992,3,8,5.2,5.4,0.75,3.9000000000000004,3.8078560676532831,4.59,0,2.4378560676532768,48.127856067653276]
[1992,3,9,2.6,4,0.75,1.9500000000000002,3.1278560676532763,3.4,0,2.4378560676532768,48.887856067653274]
[1992,3,10,3.8,13.2,0.75,2.8499999999999996,3.8878560676532743,11.219999999999999,0,2.4378560676532768,55.807856067653276]
[1992,3,11,3.6,3.8,0.75,2.7,5,3.23,0,2.4378560676532768,53.775712135306549]
[1992,3,12,4.5999999999999996,0.4,0.75,3.4499999999999997,5,0.34,0,2.4378560676532768,48.103568202959828]
[1992,3,13,5.4,0.4,0.75,4.0500000000000007,3.1035682029598277,0.34,0,2.4378560676532768,43.727856067653285]
[1992,3,14,3.8,0,0.75,2.8499999999999996,0,0,0,2.4378560676532768,43.315712135306562]
[1992,3,15,4.9000000000000004,0.1,0.75,3.6750000000000003,0,8.5000000000000006E-2,0,2.4378560676532768,42.163568202959844]
[1992,3,16,2.2000000000000002,15.2,0.75,1.6500000000000001,0,12.92,0,2.4378560676532768,55.871424270613126]
[1992,3,17,0,70,0.75,0,5,59.5,1.8092803382663902,2.4378560676532768,112.80928033826639]
[1992,3,18,3.6,1.2,0.75,2.7,5,1.02,0,2.4378560676532768,108.56713640591965]
[1992,3,19,3,0,0.75,2.25,5,0,0,2.4378560676532768,103.75499247357293]
[1992,3,20,3.6,0,0.75,2.7,5,0,0,2.4378560676532768,98.492848541226195]
[1992,3,21,4.4000000000000004,0,0.75,3.3000000000000003,5,0,0,2.4378560676532768,92.630704608879469]
[1992,3,22,4,0,0.75,3,5,0,0,2.4378560676532768,87.068560676532741]
[1992,3,23,2.8,23.2,0.75,2.0999999999999996,5,19.72,0,2.4378560676532768,102.12641674418602]
[1992,3,24,2.8,5.8,0.75,2.0999999999999996,5,4.93,0,2.4378560676532768,102.39427281183929]
[1992,3,25,3.2,4,0.75,2.4000000000000004,5,3.4,0,2.4378560676532768,100.83212887949256]
[1992,3,26,3.4,0,0.75,2.5499999999999998,5,0,0,2.4378560676532768,95.719984947145832]
[1992,3,27,4.4000000000000004,0,0.75,3.3000000000000003,5,0,0,2.4378560676532768,89.857841014799106]
[1992,3,28,4,0,{"$f":"INDEX($Q$27:$T$27,CEILING((1+MOD(B4326,12))/3,1))","v":0.75},3,5,0,0,2.4378560676532768,84.295697082452378]
[1992,3,29,3.6,1.8,0.75,2.7,5,{"$f":"MIN($B$21*E4327,$B$26-L4326+G4327+H4327)","v":1.53},0,2.4378560676532768,{"$f":"MAX(0,L4326+I4327+K4327-G4327-H4327)","v":80.563553150105648}]
[1992,3,30,2.7,3.3,0.75,{"$f":"IF(2*( L4327/$C$26)  <0.5,D4328*F4328*      4         *(L4327/$C$26),D4328*F4328)","v":2.0250000000000004},{"$f":"MIN($B$22, MAX(0, L4327-$C$26))","v":5},2.8049999999999997,{"$f":"MAX(0,L4327+I4328+$B$28-$B$26-H4328-G4328)","v":0},{"$f":"$B$28","v":2.4378560676532768},78.781409217758906]
[1992,3,31,2.8,54.7,0.75,2.0999999999999996,5,39.318590782241095,2.4378560676532661,2.4378560676532768,113.43785606765327]
[1992,4,1,1.9,2.9,0.75,1.4249999999999998,5,2.4649999999999999,0.91571213530654649,2.4378560676532768,111.91571213530655]
[1992,4,2,2.8,5,0.75,2.0999999999999996,5,4.25,0.50356820295982097,2.4378560676532768,111.50356820295983]
[1992,4,3,4,4.8,0.75,3,5,4.08,0,2.4378560676532768,110.0214242706131]
[1992,4,4,4,9.8000000000000007,0.75,3,5,8.33,1.7892803382663658,2.4378560676532768,112.78928033826637]
[1992,4,5,4.2,1.6,0.75,3.1500000000000004,5,1.36,0,2.4378560676532768,108.43713640591963]
[1992,4,6,3,18.600000000000001,0.75,2.25,5,9.812863594080369,2.4378560676532715,2.4378560676532768,113.43785606765327]
[1992,4,7,2.8,0.6,0.75,2.0999999999999996,5,0.51,0,2.4378560676532768,109.28571213530655]
[1992,4,8,3.2,1.4,0.75,2.4000000000000004,5,1.19,0,2.4378560676532768,105.51356820295982]
[1992,4,9,3,42,0.75,2.25,5,12.736431797040183,2.4378560676532715,2.4378560676532768,113.43785606765327]
[1992,4,10,3.2,8.4,0.75,2.4000000000000004,5,4.9621439323467289,2.4378560676532768,2.4378560676532768,113.43785606765327]
[1992,4,11,2,6.8,0.75,1.5,5,4.0621439323467285,2.4378560676532715,2.4378560676532768,113.43785606765327]
[1992,4,12,2.8,0,0.75,2.0999999999999996,5,0,0,2.4378560676532768,108.77571213530655]
[1992,4,13,2.9,7.7,0.75,2.1749999999999998,5,6.5449999999999999,0,2.4378560676532768,110.58356820295982]
[1992,4,14,3.5,2.5,0.75,2.625,5,2.125,0,2.4378560676532768,107.5214242706131]
[1992,4,15,1.7,1.9,0.75,1.2749999999999999,5,1.615,0,2.4378560676532768,105.29928033826636]
[1992,4,16,1.9,0.7,0.75,1.4249999999999998,5,0.59499999999999997,0,2.4378560676532768,101.90713640591963]
[1992,4,17,3,0,0.75,2.25,5,0,0,2.4378560676532768,97.094992473572901]
[1992,4,18,2.2000000000000002,2.6,0.75,1.6500000000000001,5,2.21,0,2.4378560676532768,95.092848541226161]
[1992,4,19,4.2,1.4,0.75,3.1500000000000004,5,1.19,0,2.4378560676532768,90.570704608879424]
[1992,4,20,1.8,8.1999999999999993,0.75,1.35,5,6.9699999999999989,0,2.4378560676532768,93.6285606765327]
[1992,4,21,1,2.8,0.75,0.75,5,2.38,0,2.4378560676532768,92.696416744185967]
[1992,4,22,2.2000000000000002,5.6,0.75,1.6500000000000001,5,4.76,0,2.4378560676532768,93.244272811839238]
[1992,4,23,2.6,1.4,0.75,1.9500000000000002,5,1.19,0,2.4378560676532768,89.922128879492504]
[1992,4,24,3,0,0.75,2.25,5,0,0,2.4378560676532768,85.109984947145776]
[1992,4,25,2,9,0.75,1.5,5,7.6499999999999995,0,2.4378560676532768,88.697841014799053]
[1992,4,26,2.2000000000000002,0,0.75,1.6500000000000001,5,0,0,2.4378560676532768,84.485697082452319]
[1992,4,27,1.2,10.4,0.75,0.89999999999999991,5,8.84,0,2.4378560676532768,89.863553150105588]
[1992,4,28,0.4,13,0.75,0.30000000000000004,5,11.049999999999999,0,2.4378560676532768,98.051409217758859]
[1992,4,29,2.4,0.4,0.75,1.7999999999999998,5,0.34,0,2.4378560676532768,94.029265285412137]
[1992,4,30,3.3,0.1,0.75,2.4749999999999996,5,8.5000000000000006E-2,0,2.4378560676532768,89.077121353065408]
[1992,5,1,0.6,0,0.75,0.44999999999999996,5,0,0,2.4378560676532768,86.064977420718677]
[1992,5,2,2.8,0,0.75,2.0999999999999996,5,0,0,2.4378560676532768,81.402833488371954]
[1992,5,3,2.2000000000000002,0,0.75,1.6500000000000001,5,0,0,2.4378560676532768,77.19068955602522]
[1992,5,4,1.8,0,0.75,1.35,5,0,0,2.4378560676532768,73.278545623678497]
[1992,5,5,1,1.4,0.75,0.75,5,1.19,0,2.4378560676532768,71.156401691331766]
[1992,5,6,1,0.8,0.75,0.75,5,0.68,0,2.4378560676532768,68.524257758985044]
[1992,5,7,1.4,3.2,0.75,1.0499999999999998,5,2.72,0,2.4378560676532768,67.632113826638317]
[1992,5,8,2.2999999999999998,4.7,0.75,1.7249999999999999,5,3.9950000000000001,0,2.4378560676532768,67.339969894291599]
[1992,5,9,2.4,10.199999999999999,0.75,1.7999999999999998,5,8.67,0,2.4378560676532768,71.647825961944875]
[1992,5,10,1.6,0,0.75,1.2000000000000002,5,0,0,2.4378560676532768,67.885682029598144]
[1992,5,11,2.4,0,0.75,1.7999999999999998,5,0,0,2.4378560676532768,63.523538097251418]
[1992,5,12,1.7,1.7,0.75,1.2749999999999999,5,1.4449999999999998,0,2.4378560676532768,61.131394164904677]
[1992,5,13,3,29.4,0.75,2.25,5,24.99,0,2.4378560676532768,81.309250232557943]
[1992,5,14,2.4,0,0.75,1.7999999999999998,5,0,0,2.4378560676532768,76.947106300211217]
[1992,5,15,1.6,0,0.75,1.2000000000000002,5,0,0,2.4378560676532768,73.184962367864486]
[1992,5,16,1.4,0,0.75,1.0499999999999998,5,0,0,2.4378560676532768,69.57281843551776]
[1992,5,17,0.8,17.399999999999999,0.75,0.60000000000000009,5,14.79,0,2.4378560676532768,81.200674503171044]
[1992,5,18,0.4,8.6,0.75,0.30000000000000004,5,7.31,0,2.4378560676532768,85.64853057082432]
[1992,5,19,0.5,0.1,0.75,0.375,5,8.5000000000000006E-2,0,2.4378560676532768,82.796386638477586]
[1992,5,20,1.6,2,0.75,1.2000000000000002,5,1.7,0,2.4378560676532768,80.734242706130857]
[1992,5,21,0.4,7.2,0.75,0.30000000000000004,5,6.12,0,2.4378560676532768,83.992098773784136]
[1992,5,22,0.6,8.8000000000000007,0.75,0.44999999999999996,5,7.48,0,2.4378560676532768,88.459954841437408]
[1992,5,23,4.5999999999999996,0,0.75,3.4499999999999997,5,0,0,2.4378560676532768,82.447810909090677]
[1992,5,24,2.2000000000000002,0,0.75,1.6500000000000001,5,0,0,2.4378560676532768,78.235666976743943]
[1992,5,25,2.6,0,0.75,1.9500000000000002,5,0,0,2.4378560676532768,73.723523044397211]
[1992,5,26,3,0,0.75,2.25,5,0,0,2.4378560676532768,68.911379112050483]
[1992,5,27,1.7,0.3,0.75,1.2749999999999999,5,0.255,0,2.4378560676532768,65.329235179703744]
[1992,5,28,2.6,0,0.75,1.9500000000000002,5,0,0,2.4378560676532768,60.817091247357013]
[1992,5,29,2.2000000000000002,7.2,0.75,1.6500000000000001,5,6.12,0,2.4378560676532768,62.724947315010283]
[1992,5,30,0.3,10.5,0.75,0.22499999999999998,5,8.9249999999999989,0,2.4378560676532768,68.862803382663557]
[1992,5,31,1.5,17.100000000000001,{"$f":"INDEX($Q$27:$T$27,CEILING((1+MOD(B4390,12))/3,1))","v":0.75},1.125,5,14.535,0,2.4378560676532768,79.710659450316825]
[1992,6,1,1.7,24.9,0.66,1.1220000000000001,5,{"$f":"MIN($B$21*E4391,$B$26-L4390+G4391+H4391)","v":21.164999999999999},0,2.4378560676532768,{"$f":"MAX(0,L4390+I4391+K4391-G4391-H4391)","v":97.191515517970089}]
[1992,6,2,1.8,9,0.66,{"$f":"IF(2*( L4391/$C$26)  <0.5,D4392*F4392*      4         *(L4391/$C$26),D4392*F4392)","v":1.1880000000000002},{"$f":"MIN($B$22, MAX(0, L4391-$C$26))","v":5},7.6499999999999995,{"$f":"MAX(0,L4391+I4392+$B$28-$B$26-H4392-G4392)","v":0},{"$f":"$B$28","v":2.4378560676532768},101.09137158562336]
[1992,6,3,0.8,0,0.66,0.52800000000000002,5,0,0,2.4378560676532768,98.001227653276629]
[1992,6,4,1.4,0.6,0.66,0.92399999999999993,5,0.51,0,2.4378560676532768,95.025083720929899]
[1992,6,5,2,0.2,0.66,1.32,5,0.17,0,2.4378560676532768,91.312939788583179]
[1992,6,6,1.8,0.2,0.66,1.1880000000000002,5,0.17,0,2.4378560676532768,87.73279585623645]
[1992,6,7,2.1,0.1,0.66,1.3860000000000001,5,8.5000000000000006E-2,0,2.4378560676532768,83.86965192388972]
[1992,6,8,2,0,0.66,1.32,5,0,0,2.4378560676532768,79.987507991542998]
[1992,6,9,2.4,0,0.66,1.5840000000000001,5,0,0,2.4378560676532768,75.841364059196266]
[1992,6,10,1.8,0,0.66,1.1880000000000002,5,0,0,2.4378560676532768,72.091220126849535]
[1992,6,11,3,0,0.66,1.98,5,0,0,2.4378560676532768,67.549076194502803]
[1992,6,12,2.8,0,0.66,1.8479999999999999,5,0,0,2.4378560676532768,63.138932262156075]
[1992,6,13,2.2000000000000002,0,0.66,1.4520000000000002,5,0,0,2.4378560676532768,59.124788329809348]
[1992,6,14,1.4,0,0.66,0.92399999999999993,5,0,0,2.4378560676532768,55.638644397462627]
[1992,6,15,1,0,0.66,0.66,5,0,0,2.4378560676532768,52.416500465115909]
[1992,6,16,0.4,9.1999999999999993,0.66,0.26400000000000001,5,7.8199999999999994,0,2.4378560676532768,57.410356532769185]
[1992,6,17,1.6,20.399999999999999,0.66,1.056,5,17.34,0,2.4378560676532768,71.132212600422463]
[1992,6,18,1.6,0,0.66,1.056,5,0,0,2.4378560676532768,67.514068668075737]
[1992,6,19,3,0,0.66,1.98,5,0,0,2.4378560676532768,62.971924735729004]
[1992,6,20,2.4,0,0.66,1.5840000000000001,5,0,0,2.4378560676532768,58.825780803382273]
[1992,6,21,2,0,0.66,1.32,5,0,0,2.4378560676532768,54.943636871035551]
[1992,6,22,2.2999999999999998,4.3,0.66,1.518,5,3.6549999999999998,0,2.4378560676532768,54.51849293868883]
[1992,6,23,1.4,0,0.66,0.92399999999999993,5,0,0,2.4378560676532768,51.032349006342109]
[1992,6,24,2,0,0.66,1.32,5,0,0,2.4378560676532768,47.150205073995387]
[1992,6,25,2.8,0,0.66,1.8479999999999999,2.1502050739953873,0,0,2.4378560676532768,45.58985606765328]
[1992,6,26,3.2,0,0.66,2.1120000000000001,0.58985606765327958,0,0,2.4378560676532768,45.325856067653277]
[1992,6,27,2.6,0,0.66,1.7160000000000002,0.32585606765327668,0,0,2.4378560676532768,45.721856067653277]
[1992,6,28,1.4,0.4,0.66,0.92399999999999993,0.72185606765327748,0.34,0,2.4378560676532768,46.853856067653282]
[1992,6,29,2.2000000000000002,2,0.66,1.4520000000000002,1.8538560676532825,1.7,0,2.4378560676532768,47.685856067653283]
[1992,6,30,1.8,3.2,0.66,1.1880000000000002,2.6858560676532832,2.72,0,2.4378560676532768,48.969856067653275]
[1992,7,1,1.6,1.8,0.66,1.056,3.969856067653275,1.53,0,2.4378560676532768,47.911856067653282]
[1992,7,2,2.4,0,0.66,1.5840000000000001,2.9118560676532823,0,0,2.4378560676532768,45.853856067653275]
[1992,7,3,3.6,0,0.66,2.3760000000000003,0.85385606765327537,0,0,2.4378560676532768,45.061856067653281]
[1992,7,4,2.4,0,0.66,1.5840000000000001,6.1856067653280888E-2,0,0,2.4378560676532768,45.853856067653275]
[1992,7,5,2.6,0,0.66,1.7160000000000002,0.85385606765327537,0,0,2.4378560676532768,45.721856067653277]
[1992,7,6,3,0,0.66,1.98,0.72185606765327748,0,0,2.4378560676532768,45.457856067653282]
[1992,7,7,3.2,0,0.66,2.1120000000000001,0.45785606765328168,0,0,2.4378560676532768,45.325856067653277]
[1992,7,8,3.6,0,0.66,2.3760000000000003,0.32585606765327668,0,0,2.4378560676532768,45.061856067653281]
[1992,7,9,2.4,0,0.66,1.5840000000000001,6.1856067653280888E-2,0,0,2.4378560676532768,45.853856067653275]
[1992,7,10,2.6,0,0.66,1.7160000000000002,0.85385606765327537,0,0,2.4378560676532768,45.721856067653277]
[1992,7,11,2.6,0,0.66,1.7160000000000002,0.72185606765327748,0,0,2.4378560676532768,45.721856067653277]
[1992,7,12,1.6,0,0.66,1.056,0.72185606765327748,0,0,2.4378560676532768,46.381856067653281]
[1992,7,13,3.2,0,0.66,2.1120000000000001,1.3818560676532812,0,0,2.4378560676532768,45.325856067653277]
[1992,7,14,2.2000000000000002,0,0.66,1.4520000000000002,0.32585606765327668,0,0,2.4378560676532768,45.98585606765328]
[1992,7,15,2.4,0,0.66,1.5840000000000001,0.98585606765328038,0,0,2.4378560676532768,45.853856067653275]
[1992,7,16,1.1000000000000001,1.9,0.66,0.72600000000000009,0.85385606765327537,1.615,0,2.4378560676532768,48.326856067653281]
[1992,7,17,4,8,0.66,2.64,3.3268560676532815,6.8,0,2.4378560676532768,51.597856067653275]
[1992,7,18,0.8,23.4,0.66,0.52800000000000002,5,19.889999999999997,0,2.4378560676532768,68.397712135306534]
[1992,7,19,1.4,1.4,0.66,0.92399999999999993,5,1.19,0,2.4378560676532768,66.101568202959797]
[1992,7,20,3,0,0.66,1.98,5,0,0,2.4378560676532768,61.559424270613064]
[1992,7,21,3,0,0.66,1.98,5,0,0,2.4378560676532768,57.017280338266346]
[1992,7,22,3.2,0,0.66,2.1120000000000001,5,0,0,2.4378560676532768,52.343136405919623]
[1992,7,23,1.8,0,0.66,1.1880000000000002,5,0,0,2.4378560676532768,48.592992473572899]
[1992,7,24,3.2,0,0.66,2.1120000000000001,3.5929924735728989,0,0,2.4378560676532768,45.325856067653277]
[1992,7,25,1.5,0.1,0.66,0.99,0.32585606765327668,8.5000000000000006E-2,0,2.4378560676532768,46.532856067653277]
[1992,7,26,4.5999999999999996,0,0.66,3.036,1.5328560676532774,0,0,2.4378560676532768,44.401856067653277]
[1992,7,27,1,4.2,0.66,0.66,0,3.57,0,2.4378560676532768,49.749712135306559]
[1992,7,28,1.6,0.2,0.66,1.056,4.7497121353065594,0.17,0,2.4378560676532768,46.551856067653283]
[1992,7,29,3.6,0,0.66,2.3760000000000003,1.5518560676532829,0,0,2.4378560676532768,45.061856067653281]
[1992,7,30,4,0,0.66,2.64,6.1856067653280888E-2,0,0,2.4378560676532768,44.797856067653278]
[1992,7,31,4,0,0.66,2.64,0,0,0,2.4378560676532768,44.595712135306556]
[1992,8,1,4.2,10.199999999999999,0.66,2.7720000000000002,0,8.67,0,2.4378560676532768,52.931568202959838]
[1992,8,2,2.6,0,0.66,1.7160000000000002,5,0,0,2.4378560676532768,48.653424270613115]
[1992,8,3,2,0,{"$f":"INDEX($Q$27:$T$27,CEILING((1+MOD(B4454,12))/3,1))","v":0.66},1.32,3.6534242706131153,0,0,2.4378560676532768,46.117856067653278]
[1992,8,4,2.6,0,0.66,1.7160000000000002,1.1178560676532783,{"$f":"MIN($B$21*E4455,$B$26-L4454+G4455+H4455)","v":0},0,2.4378560676532768,{"$f":"MAX(0,L4454+I4455+K4455-G4455-H4455)","v":45.721856067653277}]
[1992,8,5,0.8,1.4,0.66,{"$f":"IF(2*( L4455/$C$26)  <0.5,D4456*F4456*      4         *(L4455/$C$26),D4456*F4456)","v":0.52800000000000002},{"$f":"MIN($B$22, MAX(0, L4455-$C$26))","v":0.72185606765327748},1.19,{"$f":"MAX(0,L4455+I4456+$B$28-$B$26-H4456-G4456)","v":0},{"$f":"$B$28","v":2.4378560676532768},48.099856067653278]
[1992,8,6,1.8,0,0.66,1.1880000000000002,3.0998560676532776,0,0,2.4378560676532768,46.249856067653276]
[1992,8,7,2.6,0,0.66,1.7160000000000002,1.2498560676532762,0,0,2.4378560676532768,45.721856067653277]
[1992,8,8,3.2,0.2,0.66,2.1120000000000001,0.72185606765327748,0.17,0,2.4378560676532768,45.495856067653278]
[1992,8,9,3.4,3.4,0.66,2.2440000000000002,0.49585606765327839,2.8899999999999997,0,2.4378560676532768,48.083856067653279]
[1992,8,10,4.5999999999999996,0,0.66,3.036,3.0838560676532794,0,0,2.4378560676532768,44.401856067653277]
[1992,8,11,2.8,0,0.66,1.8479999999999999,0,0,0,2.4378560676532768,44.991712135306557]
[1992,8,12,5,0,0.66,3.3000000000000003,0,0,0,2.4378560676532768,44.129568202959838]
[1992,8,13,6,0,0.66,3.96,0,0,0,2.4378560676532768,42.607424270613116]
[1992,8,14,5.4,0,0.66,3.5640000000000005,0,0,0,2.4378560676532768,41.481280338266394]
[1992,8,15,3.8,0,0.66,2.508,0,0,0,2.4378560676532768,41.41113640591967]
[1992,8,16,4,0,0.66,2.64,0,0,0,2.4378560676532768,41.208992473572948]
[1992,8,17,3.6,0,0.66,2.3760000000000003,0,0,0,2.4378560676532768,41.270848541226229]
[1992,8,18,5.2,0,0.66,3.4320000000000004,0,0,0,2.4378560676532768,40.276704608879506]
[1992,8,19,6.6,0,0.66,4.3559999999999999,0,0,0,2.4378560676532768,38.358560676532782]
[1992,8,20,3,0,0.66,1.98,0,0,0,2.4378560676532768,38.816416744186064]
[1992,8,21,3,1.2,0.66,1.98,0,1.02,0,2.4378560676532768,40.294272811839349]
[1992,8,22,2.4,0,0.66,1.5840000000000001,0,0,0,2.4378560676532768,41.148128879492624]
[1992,8,23,3,0,0.66,1.98,0,0,0,2.4378560676532768,41.605984947145906]
[1992,8,24,4.2,0,0.66,2.7720000000000002,0,0,0,2.4378560676532768,41.271841014799186]
[1992,8,25,5.4,0,0.66,3.5640000000000005,0,0,0,2.4378560676532768,40.145697082452465]
[1992,8,26,3.4,0,0.66,2.2440000000000002,0,0,0,2.4378560676532768,40.339553150105743]
[1992,8,27,2.6,0,0.66,1.7160000000000002,0,0,0,2.4378560676532768,41.061409217759021]
[1992,8,28,3.6,0,0.66,2.3760000000000003,0,0,0,2.4378560676532768,41.123265285412302]
[1992,8,29,4,0,0.66,2.64,0,0,0,2.4378560676532768,40.92112135306558]
[1992,8,30,3,6.2,0.66,1.98,0,5.27,0,2.4378560676532768,46.648977420718865]
[1992,8,31,7.4,0,0.66,4.8840000000000003,1.6489774207188646,0,0,2.4378560676532768,42.553856067653278]
[1992,9,1,5.2,0,0.74,3.8479999999999999,0,0,0,2.4378560676532768,41.143712135306558]
[1992,9,2,1,1.4,0.74,0.74,0,1.19,0,2.4378560676532768,44.031568202959832]
[1992,9,3,1.4,0.2,0.74,1.036,0,0.17,0,2.4378560676532768,45.603424270613111]
[1992,9,4,5,0,0.74,3.7,0.60342427061311099,0,0,2.4378560676532768,43.737856067653276]
[1992,9,5,4,0,0.74,2.96,0,0,0,2.4378560676532768,43.215712135306553]
[1992,9,6,5.6,0,0.74,4.1440000000000001,0,0,0,2.4378560676532768,41.509568202959834]
[1992,9,7,4.8,0,0.74,3.552,0,0,0,2.4378560676532768,40.395424270613113]
[1992,9,8,2.7,1.1000000000000001,0.74,1.998,0,0.93500000000000005,0,2.4378560676532768,41.770280338266396]
[1992,9,9,2.8,0,0.74,2.0720000000000001,0,0,0,2.4378560676532768,42.136136405919672]
[1992,9,10,2.2999999999999998,1.5,0.74,1.702,0,1.2749999999999999,0,2.4378560676532768,44.146992473572951]
[1992,9,11,4.0999999999999996,0.1,0.74,3.0339999999999998,0,8.5000000000000006E-2,0,2.4378560676532768,43.635848541226231]
[1992,9,12,6.2,0,0.74,4.5880000000000001,0,0,0,2.4378560676532768,41.485704608879509]
[1992,9,13,6.2,0,0.74,4.5880000000000001,0,0,0,2.4378560676532768,39.335560676532786]
[1992,9,14,5.2,0,0.74,3.8479999999999999,0,0,0,2.4378560676532768,37.925416744186066]
[1992,9,15,5.2,0,0.74,3.8479999999999999,0,0,0,2.4378560676532768,36.515272811839345]
[1992,9,16,2.2999999999999998,9.5,0.74,1.702,0,8.0749999999999993,0,2.4378560676532768,45.326128879492622]
[1992,9,17,6.4,0,0.74,4.7359999999999998,0.32612887949262159,0,0,2.4378560676532768,42.701856067653281]
[1992,9,18,5,0,0.74,3.7,0,0,0,2.4378560676532768,41.439712135306557]
[1992,9,19,4.4000000000000004,0,0.74,3.2560000000000002,0,0,0,2.4378560676532768,40.621568202959836]
[1992,9,20,5,4.4000000000000004,0.74,3.7,0,3.74,0,2.4378560676532768,43.099424270613113]
[1992,9,21,4,0,0.74,2.96,0,0,0,2.4378560676532768,42.577280338266391]
[1992,9,22,3.8,0,0.74,2.8119999999999998,0,0,0,2.4378560676532768,42.203136405919672]
[1992,9,23,6,0,0.74,4.4399999999999995,0,0,0,2.4378560676532768,40.200992473572953]
[1992,9,24,6.4,0,0.74,4.7359999999999998,0,0,0,2.4378560676532768,37.902848541226234]
[1992,9,25,6.2,0,0.74,4.5880000000000001,0,0,0,2.4378560676532768,35.752704608879512]
[1992,9,26,5.2,0,0.74,3.8479999999999999,0,0,0,2.4378560676532768,34.342560676532791]
[1992,9,27,5,0,0.74,3.7,0,0,0,2.4378560676532768,33.080416744186067]
[1992,9,28,4.2,0,0.74,3.1080000000000001,0,0,0,2.4378560676532768,32.410272811839349]
[1992,9,29,4,0,0.74,2.96,0,0,0,2.4378560676532768,31.888128879492626]
[1992,9,30,7.2,0,0.74,5.3280000000000003,0,0,0,2.4378560676532768,28.997984947145905]
[1992,10,1,5.2,0,0.74,3.8479999999999999,0,0,0,2.4378560676532768,27.587841014799181]
[1992,10,2,4,0,0.74,2.96,0,0,0,2.4378560676532768,27.065697082452459]
[1992,10,3,4,0,0.74,2.96,0,0,0,2.4378560676532768,26.543553150105737]
[1992,10,4,2,0.4,0.74,1.48,0,0.34,0,2.4378560676532768,27.841409217759011]
[1992,10,5,4,0,0.74,2.96,0,0,0,2.4378560676532768,27.319265285412285]
[1992,10,6,6.8,0,{"$f":"INDEX($Q$27:$T$27,CEILING((1+MOD(B4518,12))/3,1))","v":0.74},5.032,0,0,0,2.4378560676532768,24.725121353065564]
[1992,10,7,4.8,0.6,0.74,3.552,0,{"$f":"MIN($B$21*E4519,$B$26-L4518+G4519+H4519)","v":0.51},0,2.4378560676532768,{"$f":"MAX(0,L4518+I4519+K4519-G4519-H4519)","v":24.120977420718845}]
[1992,10,8,4.8,0,0.74,{"$f":"IF(2*( L4519/$C$26)  <0.5,D4520*F4520*      4         *(L4519/$C$26),D4520*F4520)","v":3.552},{"$f":"MIN($B$22, MAX(0, L4519-$C$26))","v":0},0,{"$f":"MAX(0,L4519+I4520+$B$28-$B$26-H4520-G4520)","v":0},{"$f":"$B$28","v":2.4378560676532768},23.006833488372123]
[1992,10,9,5,0,0.74,3.7,0,0,0,2.4378560676532768,21.744689556025403]
[1992,10,10,6.4,0,0.74,4.7359999999999998,0,0,0,2.4378560676532768,19.446545623678677]
[1992,10,11,5.4,0,0.74,3.996,0,0,0,2.4378560676532768,17.888401691331953]
[1992,10,12,5.3,0.3,0.74,3.9219999999999997,0,0.255,0,2.4378560676532768,16.65925775898523]
[1992,10,13,4,3.4,0.74,2.96,0,2.8899999999999997,0,2.4378560676532768,19.027113826638505]
[1992,10,14,5.2,0,0.74,3.8479999999999999,0,0,0,2.4378560676532768,17.616969894291785]
[1992,10,15,4.4000000000000004,0,0.74,3.2560000000000002,0,0,0,2.4378560676532768,16.798825961945063]
[1992,10,16,4.5999999999999996,0,0.74,3.4039999999999999,0,0,0,2.4378560676532768,15.832682029598342]
[1992,10,17,4.5999999999999996,0,0.74,3.4039999999999999,0,0,0,2.4378560676532768,14.866538097251617]
[1992,10,18,6.6,0,0.74,4.8839999999999995,0,0,0,2.4378560676532768,12.420394164904891]
[1992,10,19,4.2,0.2,0.74,3.1080000000000001,0,0.17,0,2.4378560676532768,11.920250232558168]
[1992,10,20,5.6,0,0.74,4.1440000000000001,0,0,0,2.4378560676532768,10.214106300211444]
[1992,10,21,7.6,0,0.74,5.106145229545703,0,0,0,2.4378560676532768,7.545817138319018]
[1992,10,22,7.4,0,0.74,3.672968413283106,0,0,0,2.4378560676532768,6.3107047926891884]
[1992,10,23,6.2,0,0.74,2.5736456523429334,0,0,0,2.4378560676532768,6.1749152079995318]
[1992,10,24,5.6,0.2,0.74,2.2745643219511162,0,0.17,0,2.4378560676532768,6.5082069537016931]
[1992,10,25,4.5999999999999996,0,0.74,1.9692387973689387,0,0,0,2.4378560676532768,6.9768242239860312]
[1992,10,26,5.8,0,0.74,2.6617359617198262,0,0,0,2.4378560676532768,6.7529443299194813]
[1992,10,27,5.8,2.2000000000000002,0.74,2.5763232945790588,0,1.87,0,2.4378560676532768,8.4844771029936989]
[1992,10,28,3.8,0,0.74,2.1207421878771804,0,0,0,2.4378560676532768,8.8015909827697953]
[1992,10,29,3.8,7.8,0.74,2.2000065638709922,0,6.63,0,2.4378560676532768,15.669440486552077]
[1992,10,30,2,13.2,0.74,1.48,0,11.219999999999999,0,2.4378560676532768,27.847296554205354]
[1992,10,31,5.8,0,0.74,4.2919999999999998,0,0,0,2.4378560676532768,25.993152621858627]
[1992,11,1,6.6,0,0.74,4.8839999999999995,0,0,0,2.4378560676532768,23.547008689511905]
[1992,11,2,7,0,0.74,5.18,0,0,0,2.4378560676532768,20.804864757165184]
[1992,11,3,5.4,0,0.74,3.996,0,0,0,2.4378560676532768,19.246720824818464]
[1992,11,4,8.4,5.2,0.74,6.2160000000000002,0,4.42,0,2.4378560676532768,19.88857689247174]
[1992,11,5,5.6,6,0.74,4.1440000000000001,0,5.0999999999999996,0,2.4378560676532768,23.282432960125021]
[1992,11,6,3.8,0.8,0.74,2.8119999999999998,0,0.68,0,2.4378560676532768,23.588289027778298]
[1992,11,7,5.8,0,0.74,4.2919999999999998,0,0,0,2.4378560676532768,21.734145095431572]
[1992,11,8,5.4,1.6,0.74,3.996,0,1.36,0,2.4378560676532768,21.536001163084851]
[1992,11,9,5,0,0.74,3.7,0,0,0,2.4378560676532768,20.273857230738127]
[1992,11,10,6.6,1,0.74,4.8839999999999995,0,0.85,0,2.4378560676532768,18.677713298391403]
[1992,11,11,7,0,0.74,5.18,0,0,0,2.4378560676532768,15.935569366044682]
[1992,11,12,7.4,0,0.74,5.476,0,0,0,2.4378560676532768,12.897425433697961]
[1992,11,13,6,0,0.74,4.4399999999999995,0,0,0,2.4378560676532768,10.895281501351239]
[1992,11,14,5.2,5.4,0.74,3.7266705081955172,0,4.59,0,2.4378560676532768,14.196467060808999]
[1992,11,15,5.8,0,0.74,4.2919999999999998,0,0,0,2.4378560676532768,12.342323128462278]
[1992,11,16,4.0999999999999996,0.1,0.74,3.0339999999999998,0,8.5000000000000006E-2,0,2.4378560676532768,11.831179196115556]
[1992,11,17,3.7,0.1,0.74,2.738,0,8.5000000000000006E-2,0,2.4378560676532768,11.616035263768834]
[1992,11,18,0,71.900000000000006,0.74,0,0,61.115000000000002,0,2.4378560676532768,75.168891331422103]
[1992,11,19,2.6,0.8,0.74,1.9239999999999999,5,0.68,0,2.4378560676532768,71.362747399075374]
[1992,11,20,5.4,2.2000000000000002,0.74,3.996,5,1.87,0,2.4378560676532768,66.674603466728655]
[1992,11,21,3.2,5.4,0.74,2.3679999999999999,5,4.59,0,2.4378560676532768,66.334459534381935]
[1992,11,22,3.3,2.1,0.74,2.4419999999999997,5,1.7849999999999999,0,2.4378560676532768,63.11531560203521]
[1992,11,23,7.2,0,0.74,5.3280000000000003,5,0,0,2.4378560676532768,55.225171669688478]
[1992,11,24,6.8,0,0.74,5.032,5,0,0,2.4378560676532768,47.631027737341753]
[1992,11,25,5.6,0,0.74,4.1440000000000001,2.6310277373417534,0,0,2.4378560676532768,43.29385606765328]
[1992,11,26,5.2,2.4,0.74,3.8479999999999999,0,2.04,0,2.4378560676532768,43.923712135306559]
[1992,11,27,6.8,0,0.74,5.032,0,0,0,2.4378560676532768,41.329568202959834]
[1992,11,28,6,0,0.74,4.4399999999999995,0,0,0,2.4378560676532768,39.327424270613115]
[1992,11,29,8.6,0,0.74,6.3639999999999999,0,0,0,2.4378560676532768,35.401280338266396]
[1992,11,30,4,4.8,0.74,2.96,0,4.08,0,2.4378560676532768,38.959136405919672]
[1992,12,1,6.4,0,0.78,4.9920000000000009,0,0,0,2.4378560676532768,36.404992473572946]
[1992,12,2,8,0,0.78,6.24,0,0,0,2.4378560676532768,32.602848541226223]
[1992,12,3,5.6,0,0.78,4.3679999999999994,0,0,0,2.4378560676532768,30.672704608879503]
[1992,12,4,6.2,0,0.78,4.8360000000000003,0,0,0,2.4378560676532768,28.274560676532779]
[1992,12,5,1.6,5.2,0.78,1.2480000000000002,0,4.42,0,2.4378560676532768,33.884416744186062]
[1992,12,6,6.4,14.4,0.78,4.9920000000000009,0,12.24,0,2.4378560676532768,43.570272811839345]
[1992,12,7,6.4,9.6,0.78,4.9920000000000009,0,8.16,0,2.4378560676532768,49.176128879492623]
[1992,12,8,5.4,1.4,0.78,4.2120000000000006,4.176128879492623,1.19,0,2.4378560676532768,44.415856067653273]
[1992,12,9,4.8,9.6,{"$f":"INDEX($Q$27:$T$27,CEILING((1+MOD(B4582,12))/3,1))","v":0.78},3.7439999999999998,0,8.16,0,2.4378560676532768,51.269712135306555]
[1992,12,10,3.2,2.2000000000000002,0.78,2.4960000000000004,5,{"$f":"MIN($B$21*E4583,$B$26-L4582+G4583+H4583)","v":1.87},0,2.4378560676532768,{"$f":"MAX(0,L4582+I4583+K4583-G4583-H4583)","v":48.081568202959829}]
[1992,12,11,7.2,0,0.78,{"$f":"IF(2*( L4583/$C$26)  <0.5,D4584*F4584*      4         *(L4583/$C$26),D4584*F4584)","v":5.6160000000000005},{"$f":"MIN($B$22, MAX(0, L4583-$C$26))","v":3.0815682029598293},0,{"$f":"MAX(0,L4583+I4584+$B$28-$B$26-H4584-G4584)","v":0},{"$f":"$B$28","v":2.4378560676532768},41.821856067653279]
[1992,12,12,5.4,0,0.78,4.2120000000000006,0,0,0,2.4378560676532768,40.047712135306554]
[1992,12,13,6.6,0,0.78,5.1479999999999997,0,0,0,2.4378560676532768,37.337568202959829]
[1992,12,14,3.4,0,0.78,2.6520000000000001,0,0,0,2.4378560676532768,37.123424270613107]
[1992,12,15,4.8,0.8,0.78,3.7439999999999998,0,0.68,0,2.4378560676532768,36.497280338266386]
[1992,12,16,1.7,9.3000000000000007,0.78,1.3260000000000001,0,7.9050000000000002,0,2.4378560676532768,45.514136405919665]
[1992,12,17,5.2,9.4,0.78,4.056,0.5141364059196647,7.99,0,2.4378560676532768,51.371856067653283]
[1992,12,18,3.9,3.5,0.78,3.0419999999999998,5,2.9750000000000001,0,2.4378560676532768,48.742712135306562]
[1992,12,19,4.8,0.2,0.78,3.7439999999999998,3.7427121353065615,0.17,0,2.4378560676532768,43.86385606765328]
[1992,12,20,4,0,0.78,3.12,0,0,0,2.4378560676532768,43.181712135306562]
[1992,12,21,2.6,7.2,0.78,2.028,0,6.12,0,2.4378560676532768,49.711568202959839]
[1992,12,22,5.2,0,0.78,4.056,4.7115682029598389,0,0,2.4378560676532768,43.381856067653281]
[1992,12,23,7,0,0.78,5.46,0,0,0,2.4378560676532768,40.359712135306559]
[1992,12,24,7.8,0,0.78,6.0839999999999996,0,0,0,2.4378560676532768,36.713568202959834]
[1992,12,25,8,0,0.78,6.24,0,0,0,2.4378560676532768,32.911424270613111]
[1992,12,26,8,1.4,0.78,6.24,0,1.19,0,2.4378560676532768,30.299280338266385]
[1992,12,27,7,22.2,0.78,5.46,0,18.869999999999997,0,2.4378560676532768,46.14713640591966]
[1992,12,28,4.8,0,0.78,3.7439999999999998,1.1471364059196603,0,0,2.4378560676532768,43.693856067653279]
[1992,12,29,7.6,11.2,0.78,5.9279999999999999,0,9.52,0,2.4378560676532768,49.723712135306563]
[1992,12,30,4.5,1.5,0.78,3.5100000000000002,4.7237121353065632,1.2749999999999999,0,2.4378560676532768,45.202856067653279]
[1992,12,31,6.1,0.1,0.78,4.758,0.20285606765327913,8.5000000000000006E-2,0,2.4378560676532768,42.764856067653277]
[1993,1,1,5.6,0,0.78,4.3679999999999994,0,0,0,2.4378560676532768,40.834712135306553]
[1993,1,2,6.2,0,0.78,4.8360000000000003,0,0,0,2.4378560676532768,38.436568202959833]
[1993,1,3,6.2,0,0.78,4.8360000000000003,0,0,0,2.4378560676532768,36.038424270613113]
[1993,1,4,6.6,0,0.78,5.1479999999999997,0,0,0,2.4378560676532768,33.328280338266396]
[1993,1,5,5,2,0.78,3.9000000000000004,0,1.7,0,2.4378560676532768,33.566136405919679]
[1993,1,6,2.2000000000000002,8.8000000000000007,0.78,1.7160000000000002,0,7.48,0,2.4378560676532768,41.76799247357296]
[1993,1,7,4.5999999999999996,16,0.78,3.5879999999999996,0,13.6,0,2.4378560676532768,54.217848541226239]
[1993,1,8,5.4,0,0.78,4.2120000000000006,5,0,0,2.4378560676532768,47.443704608879514]
[1993,1,9,5.4,0,0.78,4.2120000000000006,2.4437046088795142,0,0,2.4378560676532768,43.225856067653275]
[1993,1,10,5.2,0,0.78,4.056,0,0,0,2.4378560676532768,41.607712135306556]
[1993,1,11,5.4,0,0.78,4.2120000000000006,0,0,0,2.4378560676532768,39.833568202959832]
[1993,1,12,2.6,0,0.78,2.028,0,0,0,2.4378560676532768,40.243424270613112]
[1993,1,13,4.9000000000000004,0.1,0.78,3.8220000000000005,0,8.5000000000000006E-2,0,2.4378560676532768,38.944280338266388]
[1993,1,14,5.2,0,0.78,4.056,0,0,0,2.4378560676532768,37.326136405919669]
[1993,1,15,7.4,0,0.78,5.7720000000000002,0,0,0,2.4378560676532768,33.99199247357295]
[1993,1,16,6.6,0,0.78,5.1479999999999997,0,0,0,2.4378560676532768,31.281848541226228]
[1993,1,17,7.6,0,0.78,5.9279999999999999,0,0,0,2.4378560676532768,27.791704608879503]
[1993,1,18,7.4,0,0.78,5.7720000000000002,0,0,0,2.4378560676532768,24.457560676532779]
[1993,1,19,6.8,0,0.78,5.3040000000000003,0,0,0,2.4378560676532768,21.591416744186056]
[1993,1,20,5.8,0,0.78,4.524,0,0,0,2.4378560676532768,19.505272811839333]
[1993,1,21,6.4,0,0.78,4.9920000000000009,0,0,0,2.4378560676532768,16.951128879492611]
[1993,1,22,7.2,0,0.78,5.6160000000000005,0,0,0,2.4378560676532768,13.772984947145886]
[1993,1,23,6,0,0.78,4.68,0,0,0,2.4378560676532768,11.530841014799165]
[1993,1,24,7.7,16.7,0.78,6.0060000000000002,0,14.194999999999999,0,2.4378560676532768,22.157697082452444]
[1993,1,25,8,0,0.78,6.24,0,0,0,2.4378560676532768,18.35555315010572]
[1993,1,26,2.4,4.4000000000000004,0.78,1.8719999999999999,0,3.74,0,2.4378560676532768,22.661409217759001]
[1993,1,27,0.6,5,0.78,0.46799999999999997,0,4.25,0,2.4378560676532768,28.88126528541228]
[1993,1,28,4,0,0.78,3.12,0,0,0,2.4378560676532768,28.199121353065554]
[1993,1,29,6.8,0,0.78,5.3040000000000003,0,0,0,2.4378560676532768,25.332977420718827]
[1993,1,30,7.4,0,0.78,5.7720000000000002,0,0,0,2.4378560676532768,21.998833488372107]
[1993,1,31,6.6,1.4,0.78,5.1479999999999997,0,1.19,0,2.4378560676532768,20.478689556025383]
[1993,2,1,2.2000000000000002,2,0.78,1.7160000000000002,0,1.7,0,2.4378560676532768,22.90054562367866]
[1993,2,2,6.6,0,0.78,5.1479999999999997,0,0,0,2.4378560676532768,20.190401691331939]
[1993,2,3,6.7,0.1,0.78,5.226,0,8.5000000000000006E-2,0,2.4378560676532768,17.487257758985216]
[1993,2,4,6.3,0.1,0.78,4.9139999999999997,0,8.5000000000000006E-2,0,2.4378560676532768,15.096113826638495]
[1993,2,5,7.8,0,0.78,6.0839999999999996,0,0,0,2.4378560676532768,11.449969894291772]
[1993,2,6,5.4,1.2,0.78,4.2120000000000006,0,1.02,0,2.4378560676532768,10.695825961945047]
[1993,2,7,2.9,15.7,0.78,2.1505740734150844,0,13.344999999999999,0,2.4378560676532768,24.328107956183239]
[1993,2,8,5.6,0,0.78,4.3679999999999994,0,0,0,2.4378560676532768,22.397964023836519]
[1993,2,9,3.4,0,0.78,2.6520000000000001,0,0,0,2.4378560676532768,22.183820091489793]
[1993,2,10,5.8,0,0.78,4.524,0,0,0,2.4378560676532768,20.09767615914307]
[1993,2,11,5.8,0,{"$f":"INDEX($Q$27:$T$27,CEILING((1+MOD(B4646,12))/3,1))","v":0.78},4.524,0,0,0,2.4378560676532768,18.011532226796348]
[1993,2,12,5.6,0,0.78,4.3679999999999994,0,{"$f":"MIN($B$21*E4647,$B$26-L4646+G4647+H4647)","v":0},0,2.4378560676532768,{"$f":"MAX(0,L4646+I4647+K4647-G4647-H4647)","v":16.081388294449628}]
[1993,2,13,5.7,0.1,0.78,{"$f":"IF(2*( L4647/$C$26)  <0.5,D4648*F4648*      4         *(L4647/$C$26),D4648*F4648)","v":4.4460000000000006},{"$f":"MIN($B$22, MAX(0, L4647-$C$26))","v":0},8.5000000000000006E-2,{"$f":"MAX(0,L4647+I4648+$B$28-$B$26-H4648-G4648)","v":0},{"$f":"$B$28","v":2.4378560676532768},14.158244362102902]
[1993,2,14,6.4,23.8,0.78,4.9920000000000009,0,20.23,0,2.4378560676532768,31.83410042975618]
[1993,2,15,5,1.6,0.78,3.9000000000000004,0,1.36,0,2.4378560676532768,31.731956497409463]
[1993,2,16,2.6,6.4,0.78,2.028,0,5.44,0,2.4378560676532768,37.581812565062741]
[1993,2,17,2.4,1,0.78,1.8719999999999999,0,0.85,0,2.4378560676532768,38.997668632716021]
[1993,2,18,5.4,6.8,0.78,4.2120000000000006,0,5.7799999999999994,0,2.4378560676532768,43.003524700369297]
[1993,2,19,0,74.599999999999994,0.78,0,0,63.41,0,2.4378560676532768,108.85138076802257]
[1993,2,20,4.2,0.6,0.78,3.2760000000000002,5,0.51,0,2.4378560676532768,103.52323683567585]
[1993,2,21,5,0,0.78,3.9000000000000004,5,0,0,2.4378560676532768,97.061092903329111]
[1993,2,22,6.2,0,0.78,4.8360000000000003,5,0,0,2.4378560676532768,89.662948970982384]
[1993,2,23,3.8,9.4,0.78,2.964,5,7.99,0,2.4378560676532768,92.126805038635652]
[1993,2,24,4.8,0,0.78,3.7439999999999998,5,0,0,2.4378560676532768,85.820661106288924]
[1993,2,25,3.8,0,0.78,2.964,5,0,0,2.4378560676532768,80.294517173942197]
[1993,2,26,5.4,1,0.78,4.2120000000000006,5,0.85,0,2.4378560676532768,74.370373241595459]
[1993,2,27,2.6,1,0.78,2.028,5,0.85,0,2.4378560676532768,70.630229309248719]
[1993,2,28,4.8,0,0.78,3.7439999999999998,5,0,0,2.4378560676532768,64.324085376901991]
[1993,3,1,5.2,2.2000000000000002,0.75,3.9000000000000004,5,1.87,0,2.4378560676532768,59.731941444555261]
[1993,3,2,6.6,0,0.75,4.9499999999999993,5,0,0,2.4378560676532768,52.219797512208544]
[1993,3,3,5.4,0,0.75,4.0500000000000007,5,0,0,2.4378560676532768,45.607653579861818]
[1993,3,4,6.1,7.3,0.75,4.5749999999999993,0.60765357986181812,6.2050000000000001,0,2.4378560676532768,49.067856067653281]
[1993,3,5,3.6,0,0.75,2.7,4.0678560676532811,0,0,2.4378560676532768,44.737856067653276]
[1993,3,6,5.5,7.3,0.75,4.125,0,6.2050000000000001,0,2.4378560676532768,49.255712135306553]
[1993,3,7,2.6,5,0.75,1.9500000000000002,4.2557121353065526,4.25,0,2.4378560676532768,49.737856067653276]
[1993,3,8,4.8,0,0.75,3.5999999999999996,4.7378560676532757,0,0,2.4378560676532768,43.837856067653277]
[1993,3,9,5,0,0.75,3.75,0,0,0,2.4378560676532768,42.525712135306556]
[1993,3,10,6,0,0.75,4.5,0,0,0,2.4378560676532768,40.463568202959834]
[1993,3,11,4.9000000000000004,0.3,0.75,3.6750000000000003,0,0.255,0,2.4378560676532768,39.481424270613118]
[1993,3,12,5.8,6.2,0.75,4.3499999999999996,0,5.27,0,2.4378560676532768,42.839280338266391]
[1993,3,13,2.2000000000000002,13.8,0.75,1.6500000000000001,0,11.73,0,2.4378560676532768,55.357136405919675]
[1993,3,14,3.8,3.2,0.75,2.8499999999999996,5,2.72,0,2.4378560676532768,52.664992473572951]
[1993,3,15,3.6,20.8,0.75,2.7,5,17.68,0,2.4378560676532768,65.082848541226213]
[1993,3,16,3.4,20.8,0.75,2.5499999999999998,5,17.68,0,2.4378560676532768,77.650704608879494]
[1993,3,17,2.6,30,0.75,1.9500000000000002,5,25.5,0,2.4378560676532768,98.638560676532762]
[1993,3,18,3.6,6.2,0.75,2.7,5,5.27,0,2.4378560676532768,98.646416744186027]
[1993,3,19,4.2,10.6,0.75,3.1500000000000004,5,9.01,0,2.4378560676532768,101.9442728118393]
[1993,3,20,4,13,0.75,3,5,11.049999999999999,0,2.4378560676532768,107.43212887949257]
[1993,3,21,3.2,1,0.75,2.4000000000000004,5,0.85,0,2.4378560676532768,103.31998494714583]
[1993,3,22,5.0999999999999996,16.899999999999999,0.75,3.8249999999999997,5,14.364999999999998,0.29784101479909308,2.4378560676532768,111.29784101479909]
[1993,3,23,4.8,20.8,0.75,3.5999999999999996,5,8.3021589852009097,2.4378560676532661,2.4378560676532768,113.43785606765327]
[1993,3,24,4.5999999999999996,0.2,0.75,3.4499999999999997,5,0.17,0,2.4378560676532768,107.59571213530654]
[1993,3,25,3.2,0,0.75,2.4000000000000004,5,0,0,2.4378560676532768,102.63356820295981]
[1993,3,26,3.2,0,0.75,2.4000000000000004,5,0,0,2.4378560676532768,97.671424270613073]
[1993,3,27,4.5999999999999996,0,0.75,3.4499999999999997,5,0,0,2.4378560676532768,91.659280338266342]
[1993,3,28,1.8,6.8,0.75,1.35,5,5.7799999999999994,0,2.4378560676532768,93.52713640591962]
[1993,3,29,3,1.2,0.75,2.25,5,1.02,0,2.4378560676532768,89.734992473572888]
[1993,3,30,4.8,3,0.75,3.5999999999999996,5,2.5499999999999998,0,2.4378560676532768,86.122848541226162]
[1993,3,31,4.8,0,0.75,3.5999999999999996,5,0,0,2.4378560676532768,79.960704608879439]
[1993,4,1,4,0,0.75,3,5,0,0,2.4378560676532768,74.398560676532711]
[1993,4,2,3.6,0,0.75,2.7,5,0,0,2.4378560676532768,69.136416744185979]
[1993,4,3,3,1.4,0.75,2.25,5,1.19,0,2.4378560676532768,65.514272811839248]
[1993,4,4,3.4,0,0.75,2.5499999999999998,5,0,0,2.4378560676532768,60.402128879492523]
[1993,4,5,3.6,0,0.75,2.7,5,0,0,2.4378560676532768,55.139984947145798]
[1993,4,6,5,0,0.75,3.75,5,0,0,2.4378560676532768,48.827841014799077]
[1993,4,7,4.5999999999999996,0,0.75,3.4499999999999997,3.8278410147990769,0,0,2.4378560676532768,43.987856067653276]
[1993,4,8,3.4,0,0.75,2.5499999999999998,0,0,0,2.4378560676532768,43.875712135306557]
[1993,4,9,4.2,1.8,0.75,3.1500000000000004,0,1.53,0,2.4378560676532768,44.693568202959838]
[1993,4,10,3.2,3,0.75,2.4000000000000004,0,2.5499999999999998,0,2.4378560676532768,47.281424270613115]
[1993,4,11,1.8,2,0.75,1.35,2.2814242706131154,1.7,0,2.4378560676532768,47.78785606765328]
[1993,4,12,2.6,1.4,0.75,1.9500000000000002,2.78785606765328,1.19,0,2.4378560676532768,46.677856067653273]
[1993,4,13,3,0,0.75,2.25,1.6778560676532734,0,0,2.4378560676532768,45.187856067653279]
[1993,4,14,3.6,0,0.75,2.7,0.18785606765327856,0,0,2.4378560676532768,44.737856067653276]
[1993,4,15,5.6,39.4,0.75,4.1999999999999993,0,33.489999999999995,0,2.4378560676532768,76.465712135306546]
[1993,4,16,3.5,43.5,{"$f":"INDEX($Q$27:$T$27,CEILING((1+MOD(B4710,12))/3,1))","v":0.75},2.625,5,36.975000000000001,0,2.4378560676532768,108.25356820295981]
[1993,4,17,2.8,20,0.75,2.0999999999999996,5,{"$f":"MIN($B$21*E4711,$B$26-L4710+G4711+H4711)","v":9.8464317970401876},2.4378560676532661,2.4378560676532768,{"$f":"MAX(0,L4710+I4711+K4711-G4711-H4711)","v":113.43785606765327}]
[1993,4,18,3.3,13.9,0.75,{"$f":"IF(2*( L4711/$C$26)  <0.5,D4712*F4712*      4         *(L4711/$C$26),D4712*F4712)","v":2.4749999999999996},{"$f":"MIN($B$22, MAX(0, L4711-$C$26))","v":5},5.0371439323467282,{"$f":"MAX(0,L4711+I4712+$B$28-$B$26-H4712-G4712)","v":2.4378560676532661},{"$f":"$B$28","v":2.4378560676532768},113.43785606765327]
[1993,4,19,3,0,0.75,2.25,5,0,0,2.4378560676532768,108.62571213530654]
[1993,4,20,3.8,0,0.75,2.8499999999999996,5,0,0,2.4378560676532768,103.21356820295982]
[1993,4,21,3.2,0,0.75,2.4000000000000004,5,0,0,2.4378560676532768,98.251424270613086]
[1993,4,22,3.2,4.4000000000000004,0.75,2.4000000000000004,5,3.74,0,2.4378560676532768,97.029280338266346]
[1993,4,23,1.3,5.0999999999999996,0.75,0.97500000000000009,5,4.335,0,2.4378560676532768,97.827136405919617]
[1993,4,24,3.2,0,0.75,2.4000000000000004,5,0,0,2.4378560676532768,92.864992473572883]
[1993,4,25,2.8,0,0.75,2.0999999999999996,5,0,0,2.4378560676532768,88.20284854122616]
[1993,4,26,2.6,6.8,0.75,1.9500000000000002,5,5.7799999999999994,0,2.4378560676532768,89.47070460887943]
[1993,4,27,2.2000000000000002,0.2,0.75,1.6500000000000001,5,0.17,0,2.4378560676532768,85.428560676532697]
[1993,4,28,2.8,0,0.75,2.0999999999999996,5,0,0,2.4378560676532768,80.766416744185975]
[1993,4,29,2.8,0.2,0.75,2.0999999999999996,5,0.17,0,2.4378560676532768,76.274272811839253]
[1993,4,30,2.6,20,0.75,1.9500000000000002,5,17,0,2.4378560676532768,88.762128879492522]
[1993,5,1,2.2000000000000002,2.4,0.75,1.6500000000000001,5,2.04,0,2.4378560676532768,86.589984947145794]
[1993,5,2,2.9,12.3,0.75,2.1749999999999998,5,10.455,0,2.4378560676532768,92.307841014799067]
[1993,5,3,1.6,12.2,0.75,1.2000000000000002,5,10.37,0,2.4378560676532768,98.91569708245234]
[1993,5,4,3,0,0.75,2.25,5,0,0,2.4378560676532768,94.103553150105611]
[1993,5,5,2.6,0,0.75,1.9500000000000002,5,0,0,2.4378560676532768,89.59140921775888]
[1993,5,6,1.1000000000000001,1.1000000000000001,0.75,0.82500000000000007,5,0.93500000000000005,0,2.4378560676532768,87.139265285412151]
[1993,5,7,2.2000000000000002,0.2,0.75,1.6500000000000001,5,0.17,0,2.4378560676532768,83.097121353065418]
[1993,5,8,2.4,0,0.75,1.7999999999999998,5,0,0,2.4378560676532768,78.734977420718693]
[1993,5,9,1.8,0.4,0.75,1.35,5,0.34,0,2.4378560676532768,75.162833488371973]
[1993,5,10,0.8,0.6,0.75,0.60000000000000009,5,0.51,0,2.4378560676532768,72.510689556025255]
[1993,5,11,2.6,0,0.75,1.9500000000000002,5,0,0,2.4378560676532768,67.998545623678524]
[1993,5,12,2.4,0.2,0.75,1.7999999999999998,5,0.17,0,2.4378560676532768,63.8064016913318]
[1993,5,13,2.2000000000000002,0,0.75,1.6500000000000001,5,0,0,2.4378560676532768,59.594257758985066]
[1993,5,14,1.8,13,0.75,1.35,5,11.049999999999999,0,2.4378560676532768,66.73211382663834]
[1993,5,15,3,0,0.75,2.25,5,0,0,2.4378560676532768,61.919969894291611]
[1993,5,16,3.2,0,0.75,2.4000000000000004,5,0,0,2.4378560676532768,56.957825961944884]
[1993,5,17,2.6,0,0.75,1.9500000000000002,5,0,0,2.4378560676532768,52.44568202959816]
[1993,5,18,2.6,0,0.75,1.9500000000000002,5,0,0,2.4378560676532768,47.933538097251436]
[1993,5,19,1.9,4.9000000000000004,0.75,1.4249999999999998,2.9335380972514358,4.165,0,2.4378560676532768,50.177856067653281]
[1993,5,20,1.2,25.4,0.75,0.89999999999999991,5,21.59,0,2.4378560676532768,68.30571213530655]
[1993,5,21,2,12.8,0.75,1.5,5,10.88,0,2.4378560676532768,75.123568202959817]
[1993,5,22,1.8,0,0.75,1.35,5,0,0,2.4378560676532768,71.211424270613094]
[1993,5,23,1.4,0,0.75,1.0499999999999998,5,0,0,2.4378560676532768,67.599280338266368]
[1993,5,24,1.6,0.2,0.75,1.2000000000000002,5,0.17,0,2.4378560676532768,64.007136405919638]
[1993,5,25,1.4,0.2,0.75,1.0499999999999998,5,0.17,0,2.4378560676532768,60.564992473572914]
[1993,5,26,3.2,0,0.75,2.4000000000000004,5,0,0,2.4378560676532768,55.602848541226194]
[1993,5,27,2.4,16,0.75,1.7999999999999998,5,13.6,0,2.4378560676532768,64.840704608879463]
[1993,5,28,1.6,23.4,0.75,1.2000000000000002,5,19.889999999999997,0,2.4378560676532768,80.968560676532732]
[1993,5,29,2.2999999999999998,2.7,0.75,1.7249999999999999,5,2.2949999999999999,0,2.4378560676532768,78.976416744186011]
[1993,5,30,2.4,0,0.75,1.7999999999999998,5,0,0,2.4378560676532768,74.614272811839285]
[1993,5,31,2.2000000000000002,0,0.75,1.6500000000000001,5,0,0,2.4378560676532768,70.402128879492551]
[1993,6,1,2,0,0.66,1.32,5,0,0,2.4378560676532768,66.519984947145829]
[1993,6,2,2.4,0,0.66,1.5840000000000001,5,0,0,2.4378560676532768,62.373841014799098]
[1993,6,3,1.6,0.6,0.66,1.056,5,0.51,0,2.4378560676532768,59.265697082452377]
[1993,6,4,2.2000000000000002,0,0.66,1.4520000000000002,5,0,0,2.4378560676532768,55.251553150105657]
[1993,6,5,1.8,18,0.66,1.1880000000000002,5,15.299999999999999,0,2.4378560676532768,66.80140921775893]
[1993,6,6,2.4,16,0.66,1.5840000000000001,5,13.6,0,2.4378560676532768,76.255265285412193]
[1993,6,7,1,17.399999999999999,0.66,0.66,5,14.79,0,2.4378560676532768,87.823121353065474]
[1993,6,8,1,15.8,0.66,0.66,5,13.43,0,2.4378560676532768,98.030977420718742]
[1993,6,9,2.2000000000000002,0,0.66,1.4520000000000002,5,0,0,2.4378560676532768,94.016833488372015]
[1993,6,10,2.2000000000000002,0,0.66,1.4520000000000002,5,0,0,2.4378560676532768,90.002689556025288]
[1993,6,11,2.8,0,0.66,1.8479999999999999,5,0,0,2.4378560676532768,85.592545623678561]
[1993,6,12,1.1000000000000001,0.1,0.66,0.72600000000000009,5,8.5000000000000006E-2,0,2.4378560676532768,82.389401691331827]
[1993,6,13,5.6,0,0.66,3.6959999999999997,5,0,0,2.4378560676532768,76.1312577589851]
[1993,6,14,3.2,0,0.66,2.1120000000000001,5,0,0,2.4378560676532768,71.457113826638377]
[1993,6,15,2.6,0,0.66,1.7160000000000002,5,0,0,2.4378560676532768,67.178969894291654]
[1993,6,16,0.5,4.5,0.66,0.33,5,3.8249999999999997,0,2.4378560676532768,68.11182596194493]
[1993,6,17,1.4,0.2,0.66,0.92399999999999993,5,0.17,0,2.4378560676532768,64.795682029598197]
[1993,6,18,2.6,0,0.66,1.7160000000000002,5,0,0,2.4378560676532768,60.517538097251474]
[1993,6,19,2,0,{"$f":"INDEX($Q$27:$T$27,CEILING((1+MOD(B4774,12))/3,1))","v":0.66},1.32,5,0,0,2.4378560676532768,56.635394164904753]
[1993,6,20,4.2,0,0.66,2.7720000000000002,5,{"$f":"MIN($B$21*E4775,$B$26-L4774+G4775+H4775)","v":0},0,2.4378560676532768,{"$f":"MAX(0,L4774+I4775+K4775-G4775-H4775)","v":51.301250232558033}]
[1993,6,21,3,0,0.66,{"$f":"IF(2*( L4775/$C$26)  <0.5,D4776*F4776*      4         *(L4775/$C$26),D4776*F4776)","v":1.98},{"$f":"MIN($B$22, MAX(0, L4775-$C$26))","v":5},0,{"$f":"MAX(0,L4775+I4776+$B$28-$B$26-H4776-G4776)","v":0},{"$f":"$B$28","v":2.4378560676532768},46.759106300211315]
[1993,6,22,2,0,0.66,1.32,1.7591063002113145,0,0,2.4378560676532768,46.117856067653278]
[1993,6,23,2.2000000000000002,0,0.66,1.4520000000000002,1.1178560676532783,0,0,2.4378560676532768,45.98585606765328]
[1993,6,24,2.2000000000000002,0,0.66,1.4520000000000002,0.98585606765328038,0,0,2.4378560676532768,45.98585606765328]
[1993,6,25,2.4,0,0.66,1.5840000000000001,0.98585606765328038,0,0,2.4378560676532768,45.853856067653275]
[1993,6,26,2.2000000000000002,0,0.66,1.4520000000000002,0.85385606765327537,0,0,2.4378560676532768,45.98585606765328]
[1993,6,27,1.4,0,0.66,0.92399999999999993,0.98585606765328038,0,0,2.4378560676532768,46.513856067653279]
[1993,6,28,2.2000000000000002,4.8,0.66,1.4520000000000002,1.5138560676532791,4.08,0,2.4378560676532768,50.065856067653279]
[1993,6,29,1.2,23.8,0.66,0.79200000000000004,5,20.23,0,2.4378560676532768,66.941712135306545]
[1993,6,30,0.8,7.2,0.66,0.52800000000000002,5,6.12,0,2.4378560676532768,69.971568202959816]
[1993,7,1,0.4,7.8,0.66,0.26400000000000001,5,6.63,0,2.4378560676532768,73.775424270613087]
[1993,7,2,1.8,0.4,0.66,1.1880000000000002,5,0.34,0,2.4378560676532768,70.365280338266359]
[1993,7,3,1.2,5.4,0.66,0.79200000000000004,5,4.59,0,2.4378560676532768,71.601136405919632]
[1993,7,4,1,0,0.66,0.66,5,0,0,2.4378560676532768,68.378992473572907]
[1993,7,5,1.8,0,0.66,1.1880000000000002,5,0,0,2.4378560676532768,64.628848541226176]
[1993,7,6,1.6,0.2,0.66,1.056,5,0.17,0,2.4378560676532768,61.180704608879452]
[1993,7,7,1.4,0,0.66,0.92399999999999993,5,0,0,2.4378560676532768,57.694560676532731]
[1993,7,8,1.4,2.2000000000000002,0.66,0.92399999999999993,5,1.87,0,2.4378560676532768,56.078416744186008]
[1993,7,9,0.8,2.8,0.66,0.52800000000000002,5,2.38,0,2.4378560676532768,55.36827281183929]
[1993,7,10,0.7,0.9,0.66,0.46199999999999997,5,0.76500000000000001,0,2.4378560676532768,53.109128879492566]
[1993,7,11,1.2,17.8,0.66,0.79200000000000004,5,15.13,0,2.4378560676532768,64.884984947145838]
[1993,7,12,0.8,20.6,0.66,0.52800000000000002,5,17.510000000000002,0,2.4378560676532768,79.304841014799109]
[1993,7,13,1,13.2,0.66,0.66,5,11.219999999999999,0,2.4378560676532768,87.302697082452383]
[1993,7,14,0.6,11.4,0.66,0.39600000000000002,5,9.69,0,2.4378560676532768,94.034553150105651]
[1993,7,15,1.5,5.9,0.66,0.99,5,5.0150000000000006,0,2.4378560676532768,95.497409217758928]
[1993,7,16,1.6,0,0.66,1.056,5,0,0,2.4378560676532768,91.879265285412203]
[1993,7,17,1.8,2.6,0.66,1.1880000000000002,5,2.21,0,2.4378560676532768,90.339121353065465]
[1993,7,18,2.4,0.6,0.66,1.5840000000000001,5,0.51,0,2.4378560676532768,86.702977420718739]
[1993,7,19,2.2000000000000002,0,0.66,1.4520000000000002,5,0,0,2.4378560676532768,82.688833488372012]
[1993,7,20,1.8,0,0.66,1.1880000000000002,5,0,0,2.4378560676532768,78.938689556025281]
[1993,7,21,1.6,1.8,0.66,1.056,5,1.53,0,2.4378560676532768,76.850545623678556]
[1993,7,22,1.2,0,0.66,0.79200000000000004,5,0,0,2.4378560676532768,73.496401691331826]
[1993,7,23,1.6,0,0.66,1.056,5,0,0,2.4378560676532768,69.8782577589851]
[1993,7,24,2.1,0.3,0.66,1.3860000000000001,5,0.255,0,2.4378560676532768,66.185113826638371]
[1993,7,25,2.4,0.2,0.66,1.5840000000000001,5,0.17,0,2.4378560676532768,62.208969894291641]
[1993,7,26,2.7,0.7,0.66,1.7820000000000003,5,0.59499999999999997,0,2.4378560676532768,58.459825961944908]
[1993,7,27,2.8,7.2,0.66,1.8479999999999999,5,6.12,0,2.4378560676532768,60.169682029598178]
[1993,7,28,2.8,0.2,0.66,1.8479999999999999,5,0.17,0,2.4378560676532768,55.929538097251459]
[1993,7,29,0.6,16,0.66,0.39600000000000002,5,13.6,0,2.4378560676532768,66.571394164904731]
[1993,7,30,0.4,40.4,0.66,0.26400000000000001,5,34.339999999999996,0,2.4378560676532768,98.085250232557996]
[1993,7,31,2.8,0.2,0.66,1.8479999999999999,5,0.17,0,2.4378560676532768,93.84510630021127]
[1993,8,1,4,0,0.66,2.64,5,0,0,2.4378560676532768,88.642962367864541]
[1993,8,2,1,0,0.66,0.66,5,0,0,2.4378560676532768,85.420818435517816]
[1993,8,3,3.6,0,0.66,2.3760000000000003,5,0,0,2.4378560676532768,80.482674503171083]
[1993,8,4,3.2,0,0.66,2.1120000000000001,5,0,0,2.4378560676532768,75.80853057082436]
[1993,8,5,3,0,0.66,1.98,5,0,0,2.4378560676532768,71.266386638477627]
[1993,8,6,3.8,0,0.66,2.508,5,0,0,2.4378560676532768,66.196242706130903]
[1993,8,7,3.2,0.2,0.66,2.1120000000000001,5,0.17,0,2.4378560676532768,61.692098773784181]
[1993,8,8,2,0,0.66,1.32,5,0,0,2.4378560676532768,57.809954841437452]
[1993,8,9,3.2,0,0.66,2.1120000000000001,5,0,0,2.4378560676532768,53.135810909090729]
[1993,8,10,3.8,0,0.66,2.508,5,0,0,2.4378560676532768,48.065666976744005]
[1993,8,11,6.4,0,0.66,4.2240000000000002,3.065666976744005,0,0,2.4378560676532768,43.213856067653275]
[1993,8,12,3,0,0.66,1.98,0,0,0,2.4378560676532768,43.671712135306556]
[1993,8,13,2.8,0,0.66,1.8479999999999999,0,0,0,2.4378560676532768,44.261568202959836]
[1993,8,14,2.4,0,0.66,1.5840000000000001,0,0,0,2.4378560676532768,45.115424270613111]
[1993,8,15,3.8,0,0.66,2.508,0.11542427061311145,0,0,2.4378560676532768,44.929856067653276]
[1993,8,16,4,0,0.66,2.64,0,0,0,2.4378560676532768,44.727712135306554]
[1993,8,17,4.4000000000000004,0,0.66,2.9040000000000004,0,0,0,2.4378560676532768,44.261568202959829]
[1993,8,18,4.2,0,0.66,2.7720000000000002,0,0,0,2.4378560676532768,43.927424270613109]
[1993,8,19,2.8,0,0.66,1.8479999999999999,0,0,0,2.4378560676532768,44.517280338266389]
[1993,8,20,2.4,0,0.66,1.5840000000000001,0,0,0,2.4378560676532768,45.371136405919664]
[1993,8,21,3.2,0,0.66,2.1120000000000001,0.37113640591966401,0,0,2.4378560676532768,45.325856067653277]
[1993,8,22,3.8,0,{"$f":"INDEX($Q$27:$T$27,CEILING((1+MOD(B4838,12))/3,1))","v":0.66},2.508,0.32585606765327668,0,0,2.4378560676532768,44.929856067653276]
[1993,8,23,3,0,0.66,1.98,0,{"$f":"MIN($B$21*E4839,$B$26-L4838+G4839+H4839)","v":0},0,2.4378560676532768,{"$f":"MAX(0,L4838+I4839+K4839-G4839-H4839)","v":45.387712135306558}]
[1993,8,24,2.4,0,0.66,{"$f":"IF(2*( L4839/$C$26)  <0.5,D4840*F4840*      4         *(L4839/$C$26),D4840*F4840)","v":1.5840000000000001},{"$f":"MIN($B$22, MAX(0, L4839-$C$26))","v":0.38771213530655757},0,{"$f":"MAX(0,L4839+I4840+$B$28-$B$26-H4840-G4840)","v":0},{"$f":"$B$28","v":2.4378560676532768},45.853856067653275]
[1993,8,25,2.2000000000000002,0,0.66,1.4520000000000002,0.85385606765327537,0,0,2.4378560676532768,45.98585606765328]
[1993,8,26,3.5,13.9,0.66,2.31,0.98585606765328038,11.815,0,2.4378560676532768,56.942856067653274]
[1993,8,27,2.2000000000000002,4,0.66,1.4520000000000002,5,3.4,0,2.4378560676532768,56.328712135306553]
[1993,8,28,2,1.6,0.66,1.32,5,1.36,0,2.4378560676532768,53.806568202959831]
[1993,8,29,2.8,0,0.66,1.8479999999999999,5,0,0,2.4378560676532768,49.39642427061311]
[1993,8,30,2,15.8,0.66,1.32,4.3964242706131103,13.43,0,2.4378560676532768,59.547856067653278]
[1993,8,31,0.8,2,0.66,0.52800000000000002,5,1.7,0,2.4378560676532768,58.157712135306561]
[1993,9,1,2.4,0,0.74,1.776,5,0,0,2.4378560676532768,53.819568202959836]
[1993,9,2,2.8,3.8,0.74,2.0720000000000001,5,3.23,0,2.4378560676532768,52.415424270613109]
[1993,9,3,3.3,8.3000000000000007,0.74,2.4419999999999997,5,7.0550000000000006,0,2.4378560676532768,54.466280338266387]
[1993,9,4,3.8,2.4,0.74,2.8119999999999998,5,2.04,0,2.4378560676532768,51.132136405919667]
[1993,9,5,2.7,2.2999999999999998,0.74,1.998,5,1.9549999999999998,0,2.4378560676532768,48.526992473572946]
[1993,9,6,2,0.4,0.74,1.48,3.5269924735729461,0.34,0,2.4378560676532768,46.297856067653285]
[1993,9,7,1.9,0.7,0.74,1.4059999999999999,1.2978560676532851,0.59499999999999997,0,2.4378560676532768,46.626856067653279]
[1993,9,8,3.2,0,0.74,2.3679999999999999,1.6268560676532786,0,0,2.4378560676532768,45.069856067653276]
[1993,9,9,3.6,0,0.74,2.6640000000000001,6.9856067653276455E-2,0,0,2.4378560676532768,44.773856067653277]
[1993,9,10,3.8,3.4,0.74,2.8119999999999998,0,2.8899999999999997,0,2.4378560676532768,47.289712135306559]
[1993,9,11,4.2,0,0.74,3.1080000000000001,2.2897121353065586,0,0,2.4378560676532768,44.329856067653282]
[1993,9,12,3.6,0,0.74,2.6640000000000001,0,0,0,2.4378560676532768,44.103712135306559]
[1993,9,13,3.2,0,0.74,2.3679999999999999,0,0,0,2.4378560676532768,44.173568202959835]
[1993,9,14,5.4,8.1999999999999993,0.74,3.996,0,6.9699999999999989,0,2.4378560676532768,49.58542427061311]
[1993,9,15,2,14.8,0.74,1.48,4.5854242706131103,12.58,0,2.4378560676532768,58.53785606765328]
[1993,9,16,4.5999999999999996,0,0.74,3.4039999999999999,5,0,0,2.4378560676532768,52.571712135306555]
[1993,9,17,5.6,0,0.74,4.1440000000000001,5,0,0,2.4378560676532768,45.865568202959835]
[1993,9,18,3.8,0,0.74,2.8119999999999998,0.86556820295983528,0,0,2.4378560676532768,44.625856067653281]
[1993,9,19,4,0,0.74,2.96,0,0,0,2.4378560676532768,44.103712135306559]
[1993,9,20,3.6,0,0.74,2.6640000000000001,0,0,0,2.4378560676532768,43.877568202959836]
[1993,9,21,7.6,0,0.74,5.6239999999999997,0,0,0,2.4378560676532768,40.691424270613112]
[1993,9,22,4.8,0,0.74,3.552,0,0,0,2.4378560676532768,39.577280338266391]
[1993,9,23,3,0.2,0.74,2.2199999999999998,0,0.17,0,2.4378560676532768,39.965136405919672]
[1993,9,24,0.5,5.3,0.74,0.37,0,4.5049999999999999,0,2.4378560676532768,46.537992473572956]
[1993,9,25,3.8,0,0.74,2.8119999999999998,1.537992473572956,0,0,2.4378560676532768,44.625856067653281]
[1993,9,26,4,3.4,0.74,2.96,0,2.8899999999999997,0,2.4378560676532768,46.993712135306559]
[1993,9,27,4.2,0,0.74,3.1080000000000001,1.9937121353065592,0,0,2.4378560676532768,44.329856067653282]
[1993,9,28,3.8,0,0.74,2.8119999999999998,0,0,0,2.4378560676532768,43.955712135306563]
[1993,9,29,4.2,0,0.74,3.1080000000000001,0,0,0,2.4378560676532768,43.285568202959844]
[1993,9,30,4.5999999999999996,0,0.74,3.4039999999999999,0,0,0,2.4378560676532768,42.319424270613126]
[1993,10,1,4.4000000000000004,0,0.74,3.2560000000000002,0,0,0,2.4378560676532768,41.501280338266405]
[1993,10,2,4.4000000000000004,0,0.74,3.2560000000000002,0,0,0,2.4378560676532768,40.683136405919683]
[1993,10,3,4.5999999999999996,0,0.74,3.4039999999999999,0,0,0,2.4378560676532768,39.716992473572958]
[1993,10,4,6,0,0.74,4.4399999999999995,0,0,0,2.4378560676532768,37.714848541226239]
[1993,10,5,3.7,2.7,0.74,2.738,0,2.2949999999999999,0,2.4378560676532768,39.70970460887952]
[1993,10,6,1.6,2,0.74,1.1839999999999999,0,1.7,0,2.4378560676532768,42.663560676532803]
[1993,10,7,4.2,0,0.74,3.1080000000000001,0,0,0,2.4378560676532768,41.993416744186085]
[1993,10,8,4,0,0.74,2.96,0,0,0,2.4378560676532768,41.471272811839363]
[1993,10,9,4.5999999999999996,0,0.74,3.4039999999999999,0,0,0,2.4378560676532768,40.505128879492645]
[1993,10,10,7.2,0,0.74,5.3280000000000003,0,0,0,2.4378560676532768,37.614984947145921]
[1993,10,11,8,0,0.74,5.92,0,0,0,2.4378560676532768,34.132841014799197]
[1993,10,12,4.2,9,0.74,3.1080000000000001,0,7.6499999999999995,0,2.4378560676532768,41.112697082452478]
[1993,10,13,4.4000000000000004,2.2000000000000002,0.74,3.2560000000000002,0,1.87,0,2.4378560676532768,42.164553150105753]
[1993,10,14,3.6,0,0.74,2.6640000000000001,0,0,0,2.4378560676532768,41.93840921775903]
[1993,10,15,3,8.8000000000000007,0.74,2.2199999999999998,0,7.48,0,2.4378560676532768,49.636265285412314]
[1993,10,16,1.4,2.2000000000000002,0.74,1.036,4.6362652854123141,1.87,0,2.4378560676532768,48.271856067653275]
[1993,10,17,4.5,1.1000000000000001,0.74,3.33,3.2718560676532746,0.93500000000000005,0,2.4378560676532768,45.042856067653283]
[1993,10,18,5.7,2.2999999999999998,0.74,4.218,4.2856067653282537E-2,1.9549999999999998,0,2.4378560676532768,45.174856067653273]
[1993,10,19,6.6,1.4,0.74,4.8839999999999995,0.17485606765327333,1.19,0,2.4378560676532768,43.743856067653276]
[1993,10,20,6.2,0,0.74,4.5880000000000001,0,0,0,2.4378560676532768,41.593712135306554]
[1993,10,21,3.4,1.6,0.74,2.516,0,1.36,0,2.4378560676532768,42.875568202959833]
[1993,10,22,0,66.5,0.74,0,0,56.524999999999999,0,2.4378560676532768,101.8384242706131]
[1993,10,23,3.2,0,0.74,2.3679999999999999,5,0,0,2.4378560676532768,96.90828033826638]
[1993,10,24,4.4000000000000004,0,0.74,3.2560000000000002,5,0,0,2.4378560676532768,91.090136405919651]
[1993,10,25,5.6,0.2,{"$f":"INDEX($Q$27:$T$27,CEILING((1+MOD(B4902,12))/3,1))","v":0.74},4.1440000000000001,5,0.17,0,2.4378560676532768,84.553992473572919]
[1993,10,26,5.6,0.2,0.74,4.1440000000000001,5,{"$f":"MIN($B$21*E4903,$B$26-L4902+G4903+H4903)","v":0.17},0,2.4378560676532768,{"$f":"MAX(0,L4902+I4903+K4903-G4903-H4903)","v":78.017848541226186}]
[1993,10,27,6.8,0,0.74,{"$f":"IF(2*( L4903/$C$26)  <0.5,D4904*F4904*      4         *(L4903/$C$26),D4904*F4904)","v":5.032},{"$f":"MIN($B$22, MAX(0, L4903-$C$26))","v":5},0,{"$f":"MAX(0,L4903+I4904+$B$28-$B$26-H4904-G4904)","v":0},{"$f":"$B$28","v":2.4378560676532768},70.423704608879461]
[1993,10,28,4.8,0,0.74,3.552,5,0,0,2.4378560676532768,64.309560676532726]
[1993,10,29,5.2,0,0.74,3.8479999999999999,5,0,0,2.4378560676532768,57.899416744185999]
[1993,10,30,7.9,0.1,0.74,5.8460000000000001,5,8.5000000000000006E-2,0,2.4378560676532768,49.576272811839274]
[1993,10,31,1.8,26.4,0.74,1.3320000000000001,4.5762728118392744,22.439999999999998,0,2.4378560676532768,68.545856067653276]
[1993,11,1,4.2,25.6,0.74,3.1080000000000001,5,21.76,0,2.4378560676532768,84.635712135306548]
[1993,11,2,2.2000000000000002,6,0.74,1.6280000000000001,5,5.0999999999999996,0,2.4378560676532768,85.545568202959814]
[1993,11,3,4,0,0.74,2.96,5,0,0,2.4378560676532768,80.023424270613091]
[1993,11,4,6,0,0.74,4.4399999999999995,5,0,0,2.4378560676532768,73.021280338266365]
[1993,11,5,7.8,0,0.74,5.7720000000000002,5,0,0,2.4378560676532768,64.687136405919631]
[1993,11,6,5.6,0,0.74,4.1440000000000001,5,0,0,2.4378560676532768,57.980992473572904]
[1993,11,7,5.4,0,0.74,3.996,5,0,0,2.4378560676532768,51.42284854122618]
[1993,11,8,5.8,0,0.74,4.2919999999999998,5,0,0,2.4378560676532768,44.568704608879457]
[1993,11,9,4.4000000000000004,0,0.74,3.2560000000000002,0,0,0,2.4378560676532768,43.750560676532736]
[1993,11,10,9.3000000000000007,38.1,0.74,6.8820000000000006,0,32.384999999999998,0,2.4378560676532768,71.691416744186]
[1993,11,11,1.2,11.4,0.74,0.88800000000000001,5,9.69,0,2.4378560676532768,77.931272811839264]
[1993,11,12,0.8,1.2,0.74,0.59199999999999997,5,1.02,0,2.4378560676532768,75.797128879492533]
[1993,11,13,3.4,2.4,0.74,2.516,5,2.04,0,2.4378560676532768,72.758984947145805]
[1993,11,14,3.4,0,0.74,2.516,5,0,0,2.4378560676532768,67.680841014799071]
[1993,11,15,6.8,12.4,0.74,5.032,5,10.54,0,2.4378560676532768,70.626697082452353]
[1993,11,16,3.6,1,0.74,2.6640000000000001,5,0.85,0,2.4378560676532768,66.250553150105617]
[1993,11,17,3.3,0.3,0.74,2.4419999999999997,5,0.255,0,2.4378560676532768,61.501409217758891]
[1993,11,18,5,0,0.74,3.7,5,0,0,2.4378560676532768,55.239265285412166]
[1993,11,19,6,0,0.74,4.4399999999999995,5,0,0,2.4378560676532768,48.237121353065447]
[1993,11,20,7.6,0,0.74,5.6239999999999997,3.2371213530654472,0,0,2.4378560676532768,41.813856067653276]
[1993,11,21,5.8,1.4,0.74,4.2919999999999998,0,1.19,0,2.4378560676532768,41.149712135306551]
[1993,11,22,2.6,1,0.74,1.9239999999999999,0,0.85,0,2.4378560676532768,42.513568202959831]
[1993,11,23,4.5999999999999996,0,0.74,3.4039999999999999,0,0,0,2.4378560676532768,41.547424270613107]
[1993,11,24,4.4000000000000004,0,0.74,3.2560000000000002,0,0,0,2.4378560676532768,40.729280338266385]
[1993,11,25,3.8,0,0.74,2.8119999999999998,0,0,0,2.4378560676532768,40.355136405919666]
[1993,11,26,4.4000000000000004,0.2,0.74,3.2560000000000002,0,0.17,0,2.4378560676532768,39.706992473572946]
[1993,11,27,5.2,0,0.74,3.8479999999999999,0,0,0,2.4378560676532768,38.296848541226225]
[1993,11,28,6,0,0.74,4.4399999999999995,0,0,0,2.4378560676532768,36.294704608879506]
[1993,11,29,6,0,0.74,4.4399999999999995,0,0,0,2.4378560676532768,34.292560676532787]
[1993,11,30,4,0,0.74,2.96,0,0,0,2.4378560676532768,33.770416744186065]
[1993,12,1,6.2,0.1,0.78,4.8360000000000003,0,8.5000000000000006E-2,0,2.4378560676532768,31.457272811839346]
[1993,12,2,6.4,0,0.78,4.9920000000000009,0,0,0,2.4378560676532768,28.903128879492623]
[1993,12,3,6.8,0,0.78,5.3040000000000003,0,0,0,2.4378560676532768,26.036984947145896]
[1993,12,4,5.6,0,0.78,4.3679999999999994,0,0,0,2.4378560676532768,24.106841014799176]
[1993,12,5,5.9,1.3,0.78,4.6020000000000003,0,1.105,0,2.4378560676532768,23.047697082452455]
[1993,12,6,2.9,17.7,0.78,2.262,0,15.044999999999998,0,2.4378560676532768,38.268553150105731]
[1993,12,7,1,11,0.78,0.78,0,9.35,0,2.4378560676532768,49.27640921775901]
[1993,12,8,0,104.5,0.78,0,4.2764092177590101,66,2.4378560676532715,2.4378560676532768,113.43785606765327]
[1993,12,9,2.4,22.2,0.78,1.8719999999999999,5,4.4341439323467284,2.4378560676532715,2.4378560676532768,113.43785606765327]
[1993,12,10,5.3,0.7,0.78,4.1340000000000003,5,0.59499999999999997,0,2.4378560676532768,107.33671213530654]
[1993,12,11,4.4000000000000004,0,0.78,3.4320000000000004,5,0,0,2.4378560676532768,101.34256820295981]
[1993,12,12,4.5,1.1000000000000001,0.78,3.5100000000000002,5,0.93500000000000005,0,2.4378560676532768,96.205424270613079]
[1993,12,13,6,0.6,0.78,4.68,5,0.51,0,2.4378560676532768,89.473280338266363]
[1993,12,14,6.2,0,0.78,4.8360000000000003,5,0,0,2.4378560676532768,82.075136405919636]
[1993,12,15,7,0,0.78,5.46,5,0,0,2.4378560676532768,74.052992473572914]
[1993,12,16,6.8,10.4,0.78,5.3040000000000003,5,8.84,0,2.4378560676532768,75.026848541226187]
[1993,12,17,5.2,0.4,0.78,4.056,5,0.34,0,2.4378560676532768,68.748704608879464]
[1993,12,18,5.2,0,0.78,4.056,5,0,0,2.4378560676532768,62.130560676532738]
[1993,12,19,5.6,0,0.78,4.3679999999999994,5,0,0,2.4378560676532768,55.200416744186008]
[1993,12,20,6.4,0,0.78,4.9920000000000009,5,0,0,2.4378560676532768,47.646272811839282]
[1993,12,21,6,0,0.78,4.68,2.6462728118392818,0,0,2.4378560676532768,42.757856067653279]
[1993,12,22,4,0,0.78,3.12,0,0,0,2.4378560676532768,42.07571213530656]
[1993,12,23,4.4000000000000004,0.8,0.78,3.4320000000000004,0,0.68,0,2.4378560676532768,41.761568202959836]
[1993,12,24,9,4,0.78,7.0200000000000005,0,3.4,0,2.4378560676532768,40.57942427061311]
[1993,12,25,6.8,0,0.78,5.3040000000000003,0,0,0,2.4378560676532768,37.713280338266387]
[1993,12,26,6.8,0,0.78,5.3040000000000003,0,0,0,2.4378560676532768,34.847136405919663]
[1993,12,27,8.6,0,0.78,6.7080000000000002,0,0,0,2.4378560676532768,30.576992473572943]
[1993,12,28,10.8,0,{"$f":"INDEX($Q$27:$T$27,CEILING((1+MOD(B4966,12))/3,1))","v":0.78},8.4240000000000013,0,0,0,2.4378560676532768,24.590848541226222]
[1993,12,29,9.6,0,0.78,7.4879999999999995,0,{"$f":"MIN($B$21*E4967,$B$26-L4966+G4967+H4967)","v":0},0,2.4378560676532768,{"$f":"MAX(0,L4966+I4967+K4967-G4967-H4967)","v":19.540704608879501}]
[1993,12,30,9.4,0,0.78,{"$f":"IF(2*( L4967/$C$26)  <0.5,D4968*F4968*      4         *(L4967/$C$26),D4968*F4968)","v":7.3320000000000007},{"$f":"MIN($B$22, MAX(0, L4967-$C$26))","v":0},0,{"$f":"MAX(0,L4967+I4968+$B$28-$B$26-H4968-G4968)","v":0},{"$f":"$B$28","v":2.4378560676532768},14.646560676532779]
[1993,12,31,6.7,0.1,0.78,5.226,0,8.5000000000000006E-2,0,2.4378560676532768,11.943416744186059]
[1994,1,1,6,0,0.78,4.68,0,0,0,2.4378560676532768,9.7012728118393365]
[1994,1,2,9.4,0,0.78,6.322642867236091,0,0,0,2.4378560676532768,5.8164860122565223]
[1994,1,3,10,0,0.78,4.032763635164522,0,0,0,2.4378560676532768,4.2215784447452771]
[1994,1,4,8,0,0.78,2.3415688440187137,0,0,0,2.4378560676532768,4.3178656683798398]
[1994,1,5,7.4,0,0.78,2.2153529455900833,0,0,0,2.4378560676532768,4.5403687904430328]
[1994,1,6,8.8000000000000007,0,0.78,2.7702303446756424,0,0,0,2.4378560676532768,4.2079945134206671]
[1994,1,7,12.8,0.2,0.78,3.7344548641770623,0,0.17,0,2.4378560676532768,3.0813957168968815]
[1994,1,8,9.6,0,0.78,2.0509769891665641,0,0,0,2.4378560676532768,3.4682747953835946]
[1994,1,9,13,0,0.78,3.1260716822390799,0,0,0,2.4378560676532768,2.7800591807977915]
[1994,1,10,4.5,0.5,0.78,0.86737846440891098,0,0.42499999999999999,0,2.4378560676532768,4.7755367840421572]
[1994,1,11,2.2000000000000002,26.4,0.78,0.72842854412589708,0,22.439999999999998,0,2.4378560676532768,28.924964307569532]
[1994,1,12,2.6,3.4,0.78,2.028,0,2.8899999999999997,0,2.4378560676532768,32.224820375222812]
[1994,1,13,5.8,0,0.78,4.524,0,0,0,2.4378560676532768,30.13867644287609]
[1994,1,14,7,0,0.78,5.46,0,0,0,2.4378560676532768,27.116532510529368]
[1994,1,15,8,30.6,0.78,6.24,0,26.01,0,2.4378560676532768,49.324388578182649]
[1994,1,16,1.6,6.2,0.78,1.2480000000000002,4.3243885781826492,5.27,0,2.4378560676532768,51.459856067653277]
[1994,1,17,3.6,5,0.78,2.8080000000000003,5,4.25,0,2.4378560676532768,50.339712135306556]
[1994,1,18,6,0,0.78,4.68,5,0,0,2.4378560676532768,43.097568202959835]
[1994,1,19,6.4,2.6,0.78,4.9920000000000009,0,2.21,0,2.4378560676532768,42.75342427061311]
[1994,1,20,2.6,41.8,0.78,2.028,0,35.529999999999994,0,2.4378560676532768,78.693280338266362]
[1994,1,21,3,1.6,0.78,2.34,5,1.36,0,2.4378560676532768,75.15113640591963]
[1994,1,22,6.2,0,0.78,4.8360000000000003,5,0,0,2.4378560676532768,67.752992473572903]
[1994,1,23,3.8,2.4,0.78,2.964,5,2.04,0,2.4378560676532768,64.266848541226182]
[1994,1,24,4.8,0,0.78,3.7439999999999998,5,0,0,2.4378560676532768,57.960704608879453]
[1994,1,25,4.8,0,0.78,3.7439999999999998,5,0,0,2.4378560676532768,51.654560676532732]
[1994,1,26,6.2,6,0.78,4.8360000000000003,5,5.0999999999999996,0,2.4378560676532768,49.356416744186014]
[1994,1,27,5.6,1.6,0.78,4.3679999999999994,4.3564167441860135,1.36,0,2.4378560676532768,44.429856067653276]
[1994,1,28,5,1.8,0.78,3.9000000000000004,0,1.53,0,2.4378560676532768,44.497712135306557]
[1994,1,29,5.8,1,0.78,4.524,0,0.85,0,2.4378560676532768,43.261568202959836]
[1994,1,30,4,0,0.78,3.12,0,0,0,2.4378560676532768,42.579424270613117]
[1994,1,31,5.4,3,0.78,4.2120000000000006,0,2.5499999999999998,0,2.4378560676532768,43.35528033826639]
[1994,2,1,3.4,2.6,0.78,2.6520000000000001,0,2.21,0,2.4378560676532768,45.351136405919668]
[1994,2,2,1.1000000000000001,2.7,0.78,0.8580000000000001,0.35113640591966799,2.2949999999999999,0,2.4378560676532768,48.874856067653283]
[1994,2,3,1.4,0.2,0.78,1.0919999999999999,3.8748560676532833,0.17,0,2.4378560676532768,46.515856067653282]
[1994,2,4,3.8,46.6,0.78,2.964,1.5158560676532815,39.61,0,2.4378560676532768,84.083856067653272]
[1994,2,5,2.4,3.8,0.78,1.8719999999999999,5,3.23,0,2.4378560676532768,82.879712135306548]
[1994,2,6,5.4,0,0.78,4.2120000000000006,5,0,0,2.4378560676532768,76.105568202959816]
[1994,2,7,5.6,0,0.78,4.3679999999999994,5,0,0,2.4378560676532768,69.175424270613092]
[1994,2,8,3.8,0,0.78,2.964,5,0,0,2.4378560676532768,63.649280338266365]
[1994,2,9,5.2,0.4,0.78,4.056,5,0.34,0,2.4378560676532768,57.371136405919643]
[1994,2,10,4.8,0,0.78,3.7439999999999998,5,0,0,2.4378560676532768,51.064992473572921]
[1994,2,11,4.3,3.1,0.78,3.3540000000000001,5,2.6349999999999998,0,2.4378560676532768,47.783848541226199]
[1994,2,12,5,0,0.78,3.9000000000000004,2.7838485412261988,0,0,2.4378560676532768,43.53785606765328]
[1994,2,13,3.6,0,0.78,2.8080000000000003,0,0,0,2.4378560676532768,43.167712135306559]
[1994,2,14,3.3,5.3,0.78,2.5739999999999998,0,4.5049999999999999,0,2.4378560676532768,47.536568202959842]
[1994,2,15,4.4000000000000004,0,0.78,3.4320000000000004,2.5365682029598418,0,0,2.4378560676532768,44.005856067653276]
[1994,2,16,3.4,0,0.78,2.6520000000000001,0,0,0,2.4378560676532768,43.791712135306554]
[1994,2,17,5.8,0.2,0.78,4.524,0,0.17,0,2.4378560676532768,41.875568202959833]
[1994,2,18,5,0.4,0.78,3.9000000000000004,0,0.34,0,2.4378560676532768,40.753424270613117]
[1994,2,19,1.6,42.8,0.78,1.2480000000000002,0,36.379999999999995,0,2.4378560676532768,78.323280338266386]
[1994,2,20,0,69.599999999999994,0.78,0,5,37.676719661733614,2.4378560676532715,2.4378560676532768,113.43785606765327]
[1994,2,21,2.4,14.8,0.78,1.8719999999999999,5,4.4341439323467284,2.4378560676532715,2.4378560676532768,113.43785606765327]
[1994,2,22,2.6,2,0.78,2.028,5,1.7,0,2.4378560676532768,110.54771213530654]
[1994,2,23,4,0,0.78,3.12,5,0,0,2.4378560676532768,104.86556820295981]
[1994,2,24,5.8,1,0.78,4.524,5,0.85,0,2.4378560676532768,98.629424270613072]
[1994,2,25,2.6,3.2,0.78,2.028,5,2.72,0,2.4378560676532768,96.759280338266336]
[1994,2,26,3.4,0,0.78,2.6520000000000001,5,0,0,2.4378560676532768,91.545136405919607]
[1994,2,27,4,0,0.78,3.12,5,0,0,2.4378560676532768,85.862992473572874]
[1994,2,28,6,0,0.78,4.68,5,0,0,2.4378560676532768,78.620848541226138]
[1994,3,1,0,84.2,0.75,0,5,37.379151458773862,2.4378560676532715,2.4378560676532768,113.43785606765327]
[1994,3,2,0,78.599999999999994,{"$f":"INDEX($Q$27:$T$27,CEILING((1+MOD(B5030,12))/3,1))","v":0.75},0,5,2.5621439323467285,2.4378560676532715,2.4378560676532768,113.43785606765327]
[1994,3,3,0,82.2,0.75,0,5,{"$f":"MIN($B$21*E5031,$B$26-L5030+G5031+H5031)","v":2.5621439323467285},2.4378560676532715,2.4378560676532768,{"$f":"MAX(0,L5030+I5031+K5031-G5031-H5031)","v":113.43785606765327}]
[1994,3,4,0,60.7,0.75,{"$f":"IF(2*( L5031/$C$26)  <0.5,D5032*F5032*      4         *(L5031/$C$26),D5032*F5032)","v":0},{"$f":"MIN($B$22, MAX(0, L5031-$C$26))","v":5},2.5621439323467285,{"$f":"MAX(0,L5031+I5032+$B$28-$B$26-H5032-G5032)","v":2.4378560676532715},{"$f":"$B$28","v":2.4378560676532768},113.43785606765327]
[1994,3,5,1,20.2,0.75,0.75,5,3.3121439323467285,2.4378560676532715,2.4378560676532768,113.43785606765327]
[1994,3,6,3.2,4.5999999999999996,0.75,2.4000000000000004,5,3.9099999999999997,1.3857121353065391,2.4378560676532768,112.38571213530653]
[1994,3,7,2.6,0.6,0.75,1.9500000000000002,5,0.51,0,2.4378560676532768,108.38356820295981]
[1994,3,8,1.2,6,0.75,0.89999999999999991,5,5.0999999999999996,0,2.4378560676532768,110.02142427061307]
[1994,3,9,1.2,2,0.75,0.89999999999999991,5,1.7,0,2.4378560676532768,108.25928033826634]
[1994,3,10,1.8,3.4,0.75,1.35,5,2.8899999999999997,0,2.4378560676532768,107.23713640591961]
[1994,3,11,2.2999999999999998,7.5,0.75,1.7249999999999999,5,6.375,0,2.4378560676532768,109.32499247357289]
[1994,3,12,6.2,0,0.75,4.6500000000000004,5,0,0,2.4378560676532768,102.11284854122616]
[1994,3,13,4.0999999999999996,0.3,0.75,3.0749999999999997,5,0.255,0,2.4378560676532768,96.730704608879421]
[1994,3,14,4,0,0.75,3,5,0,0,2.4378560676532768,91.168560676532692]
[1994,3,15,5,0,0.75,3.75,5,0,0,2.4378560676532768,84.856416744185964]
[1994,3,16,4.4000000000000004,0,0.75,3.3000000000000003,5,0,0,2.4378560676532768,78.994272811839238]
[1994,3,17,4.8,0,0.75,3.5999999999999996,5,0,0,2.4378560676532768,72.832128879492515]
[1994,3,18,5.6,4.5999999999999996,0.75,4.1999999999999993,5,3.9099999999999997,0,2.4378560676532768,69.97998494714578]
[1994,3,19,2.6,5,0.75,1.9500000000000002,5,4.25,0,2.4378560676532768,69.717841014799049]
[1994,3,20,2.8,4.8,0.75,2.0999999999999996,5,4.08,0,2.4378560676532768,69.135697082452324]
[1994,3,21,3,18.600000000000001,0.75,2.25,5,15.81,0,2.4378560676532768,80.133553150105598]
[1994,3,22,0,72.8,0.75,0,5,35.866446849894402,2.4378560676532715,2.4378560676532768,113.43785606765327]
[1994,3,23,3,8.6,0.75,2.25,5,4.8121439323467285,2.4378560676532715,2.4378560676532768,113.43785606765327]
[1994,3,24,0,56,0.75,0,5,2.5621439323467285,2.4378560676532715,2.4378560676532768,113.43785606765327]
[1994,3,25,4.5999999999999996,12.8,0.75,3.4499999999999997,5,6.0121439323467278,2.4378560676532746,2.4378560676532768,113.43785606765327]
[1994,3,26,3.7,16.100000000000001,0.75,2.7750000000000004,5,5.3371439323467289,2.4378560676532768,2.4378560676532768,113.43785606765327]
[1994,3,27,1.8,24,0.75,1.35,5,3.9121439323467286,2.4378560676532657,2.4378560676532768,113.43785606765327]
[1994,3,28,3.6,35.6,0.75,2.7,5,5.2621439323467287,2.4378560676532741,2.4378560676532768,113.43785606765327]
[1994,3,29,4.3,26.1,0.75,3.2249999999999996,5,5.7871439323467282,2.4378560676532661,2.4378560676532768,113.43785606765327]
[1994,3,30,3,9,0.75,2.25,5,4.8121439323467285,2.4378560676532715,2.4378560676532768,113.43785606765327]
[1994,3,31,4.0999999999999996,22.9,0.75,3.0749999999999997,5,5.6371439323467278,2.4378560676532746,2.4378560676532768,113.43785606765327]
[1994,4,1,3.4,40.200000000000003,0.75,2.5499999999999998,5,5.1121439323467284,2.4378560676532688,2.4378560676532768,113.43785606765327]
[1994,4,2,3.4,0,0.75,2.5499999999999998,5,0,0,2.4378560676532768,108.32571213530655]
[1994,4,3,4.8,0,0.75,3.5999999999999996,5,0,0,2.4378560676532768,102.16356820295982]
[1994,4,4,2.4,14.2,0.75,1.7999999999999998,5,12.069999999999999,0,2.4378560676532768,109.87142427061309]
[1994,4,5,2.6,7.2,0.75,1.9500000000000002,5,6.12,0.47928033826636618,2.4378560676532768,111.47928033826636]
[1994,4,6,3.5,3.1,0.75,2.625,5,2.6349999999999998,0,2.4378560676532768,108.92713640591964]
[1994,4,7,3.6,0,0.75,2.7,5,0,0,2.4378560676532768,103.66499247357291]
[1994,4,8,4.2,2.2000000000000002,0.75,3.1500000000000004,5,1.87,0,2.4378560676532768,99.822848541226179]
[1994,4,9,4.3,7.9,0.75,3.2249999999999996,5,6.7149999999999999,0,2.4378560676532768,100.75070460887946]
[1994,4,10,2.8,0,0.75,2.0999999999999996,5,0,0,2.4378560676532768,96.088560676532737]
[1994,4,11,4.4000000000000004,0,0.75,3.3000000000000003,5,0,0,2.4378560676532768,90.226416744186011]
[1994,4,12,4.3,3.9,0.75,3.2249999999999996,5,3.3149999999999999,0,2.4378560676532768,87.754272811839286]
[1994,4,13,4.8,0,0.75,3.5999999999999996,5,0,0,2.4378560676532768,81.592128879492563]
[1994,4,14,2.6,0.6,0.75,1.9500000000000002,5,0.51,0,2.4378560676532768,77.589984947145837]
[1994,4,15,3,0,0.75,2.25,5,0,0,2.4378560676532768,72.777841014799108]
[1994,4,16,3,5.4,0.75,2.25,5,4.59,0,2.4378560676532768,72.555697082452383]
[1994,4,17,2.8,0,0.75,2.0999999999999996,5,0,0,2.4378560676532768,67.89355315010566]
[1994,4,18,2.7,0.1,0.75,2.0250000000000004,5,8.5000000000000006E-2,0,2.4378560676532768,63.39140921775892]
[1994,4,19,2.2000000000000002,1,0.75,1.6500000000000001,5,0.85,0,2.4378560676532768,60.02926528541218]
[1994,4,20,2.4,0,0.75,1.7999999999999998,5,0,0,2.4378560676532768,55.667121353065461]
[1994,4,21,3,1,0.75,2.25,5,0.85,0,2.4378560676532768,51.704977420718741]
[1994,4,22,1,10,0.75,0.75,5,8.5,0,2.4378560676532768,56.89283348837202]
[1994,4,23,3.8,0,0.75,2.8499999999999996,5,0,0,2.4378560676532768,51.480689556025297]
[1994,4,24,2.8,0,0.75,2.0999999999999996,5,0,0,2.4378560676532768,46.818545623678574]
[1994,4,25,3,0.4,0.75,2.25,1.818545623678574,0.34,0,2.4378560676532768,45.527856067653282]
[1994,4,26,2.6,0.5,0.75,1.9500000000000002,0.52785606765328197,0.42499999999999999,0,2.4378560676532768,45.912856067653273]
[1994,4,27,1,0.8,0.75,0.75,0.91285606765327287,0.68,0,2.4378560676532768,47.367856067653278]
[1994,4,28,1.2,4,0.75,0.89999999999999991,2.3678560676532783,3.4,0,2.4378560676532768,49.937856067653279]
[1994,4,29,2.9,0.1,0.75,2.1749999999999998,4.9378560676532786,8.5000000000000006E-2,0,2.4378560676532768,45.347856067653282]
[1994,4,30,2.2000000000000002,0,0.75,1.6500000000000001,0.34785606765328225,0,0,2.4378560676532768,45.78785606765328]
[1994,5,1,2.4,0,0.75,1.7999999999999998,0.78785606765327998,0,0,2.4378560676532768,45.637856067653281]
[1994,5,2,2.1,0.1,0.75,1.5750000000000002,0.6378560676532814,8.5000000000000006E-2,0,2.4378560676532768,45.947856067653277]
[1994,5,3,1.2,0,0.75,0.89999999999999991,0.94785606765327657,0,0,2.4378560676532768,46.53785606765328]
[1994,5,4,3,12.4,0.75,2.25,1.53785606765328,10.54,0,2.4378560676532768,55.727856067653278]
[1994,5,5,2.4,11.2,{"$f":"INDEX($Q$27:$T$27,CEILING((1+MOD(B5094,12))/3,1))","v":0.75},1.7999999999999998,5,9.52,0,2.4378560676532768,60.885712135306548]
[1994,5,6,2.2999999999999998,13.3,0.75,1.7249999999999999,5,{"$f":"MIN($B$21*E5095,$B$26-L5094+G5095+H5095)","v":11.305},0,2.4378560676532768,{"$f":"MAX(0,L5094+I5095+K5095-G5095-H5095)","v":67.903568202959818}]
[1994,5,7,2.9,1.1000000000000001,0.75,{"$f":"IF(2*( L5095/$C$26)  <0.5,D5096*F5096*      4         *(L5095/$C$26),D5096*F5096)","v":2.1749999999999998},{"$f":"MIN($B$22, MAX(0, L5095-$C$26))","v":5},0.93500000000000005,{"$f":"MAX(0,L5095+I5096+$B$28-$B$26-H5096-G5096)","v":0},{"$f":"$B$28","v":2.4378560676532768},64.101424270613094]
[1994,5,8,2.5,0.1,0.75,1.875,5,8.5000000000000006E-2,0,2.4378560676532768,59.74928033826636]
[1994,5,9,3.2,0.2,0.75,2.4000000000000004,5,0.17,0,2.4378560676532768,54.957136405919641]
[1994,5,10,1.3,0.7,0.75,0.97500000000000009,5,0.59499999999999997,0,2.4378560676532768,52.014992473572917]
[1994,5,11,2.2000000000000002,1.2,0.75,1.6500000000000001,5,1.02,0,2.4378560676532768,48.8228485412262]
[1994,5,12,3.4,0,0.75,2.5499999999999998,3.8228485412262003,0,0,2.4378560676532768,44.887856067653281]
[1994,5,13,1.7,11.5,0.75,1.2749999999999999,0,9.7750000000000004,0,2.4378560676532768,55.82571213530656]
[1994,5,14,0.6,10.8,0.75,0.44999999999999996,5,9.18,0,2.4378560676532768,61.993568202959835]
[1994,5,15,1.6,0.4,0.75,1.2000000000000002,5,0.34,0,2.4378560676532768,58.571424270613107]
[1994,5,16,2.8,0,0.75,2.0999999999999996,5,0,0,2.4378560676532768,53.909280338266385]
[1994,5,17,2,0,0.75,1.5,5,0,0,2.4378560676532768,49.847136405919663]
[1994,5,18,4.5999999999999996,0,0.75,3.4499999999999997,4.8471364059196631,0,0,2.4378560676532768,43.987856067653276]
[1994,5,19,5,0,0.75,3.75,0,0,0,2.4378560676532768,42.675712135306554]
[1994,5,20,4.8,0,0.75,3.5999999999999996,0,0,0,2.4378560676532768,41.513568202959831]
[1994,5,21,2.8,0,0.75,2.0999999999999996,0,0,0,2.4378560676532768,41.851424270613109]
[1994,5,22,3.4,0,0.75,2.5499999999999998,0,0,0,2.4378560676532768,41.73928033826639]
[1994,5,23,4,0,0.75,3,0,0,0,2.4378560676532768,41.177136405919669]
[1994,5,24,3.8,0,0.75,2.8499999999999996,0,0,0,2.4378560676532768,40.764992473572946]
[1994,5,25,4,0,0.75,3,0,0,0,2.4378560676532768,40.202848541226224]
[1994,5,26,5.4,0,0.75,4.0500000000000007,0,0,0,2.4378560676532768,38.590704608879506]
[1994,5,27,5,0,0.75,3.75,0,0,0,2.4378560676532768,37.278560676532784]
[1994,5,28,3.4,0,0.75,2.5499999999999998,0,0,0,2.4378560676532768,37.166416744186066]
[1994,5,29,1.8,0,0.75,1.35,0,0,0,2.4378560676532768,38.254272811839343]
[1994,5,30,1.8,0.2,0.75,1.35,0,0.17,0,2.4378560676532768,39.512128879492622]
[1994,5,31,2,0.8,0.75,1.5,0,0.68,0,2.4378560676532768,41.1299849471459]
[1994,6,1,0.2,7,0.66,0.13200000000000001,0,5.95,0,2.4378560676532768,49.385841014799183]
[1994,6,2,2.4,19.399999999999999,0.66,1.5840000000000001,4.3858410147991833,16.489999999999998,0,2.4378560676532768,62.343856067653263]
[1994,6,3,1,10,0.66,0.66,5,8.5,0,2.4378560676532768,67.621712135306538]
[1994,6,4,2.1,7.3,0.66,1.3860000000000001,5,6.2050000000000001,0,2.4378560676532768,69.878568202959812]
[1994,6,5,1,3.8,0.66,0.66,5,3.23,0,2.4378560676532768,69.886424270613091]
[1994,6,6,1.6,0,0.66,1.056,5,0,0,2.4378560676532768,66.268280338266365]
[1994,6,7,1.4,0,0.66,0.92399999999999993,5,0,0,2.4378560676532768,62.78213640591963]
[1994,6,8,2.2000000000000002,2.8,0.66,1.4520000000000002,5,2.38,0,2.4378560676532768,61.147992473572899]
[1994,6,9,2.8,0,0.66,1.8479999999999999,5,0,0,2.4378560676532768,56.737848541226178]
[1994,6,10,2.8,0,0.66,1.8479999999999999,5,0,0,2.4378560676532768,52.327704608879458]
[1994,6,11,2.6,0,0.66,1.7160000000000002,5,0,0,2.4378560676532768,48.049560676532735]
[1994,6,12,2.4,0,0.66,1.5840000000000001,3.0495606765327352,0,0,2.4378560676532768,45.853856067653275]
[1994,6,13,2.6,0,0.66,1.7160000000000002,0.85385606765327537,0,0,2.4378560676532768,45.721856067653277]
[1994,6,14,1.9,0.1,0.66,1.254,0.72185606765327748,8.5000000000000006E-2,0,2.4378560676532768,46.268856067653282]
[1994,6,15,2.8,0,0.66,1.8479999999999999,1.2688560676532816,0,0,2.4378560676532768,45.58985606765328]
[1994,6,16,1.4,0,0.66,0.92399999999999993,0.58985606765327958,0,0,2.4378560676532768,46.513856067653279]
[1994,6,17,1.5,0.1,0.66,0.99,1.5138560676532791,8.5000000000000006E-2,0,2.4378560676532768,46.532856067653277]
[1994,6,18,3.2,0,0.66,2.1120000000000001,1.5328560676532774,0,0,2.4378560676532768,45.325856067653277]
[1994,6,19,2.8,0,0.66,1.8479999999999999,0.32585606765327668,0,0,2.4378560676532768,45.58985606765328]
[1994,6,20,3,0,0.66,1.98,0.58985606765327958,0,0,2.4378560676532768,45.457856067653282]
[1994,6,21,2,0,0.66,1.32,0.45785606765328168,0,0,2.4378560676532768,46.117856067653278]
[1994,6,22,1.8,0,0.66,1.1880000000000002,1.1178560676532783,0,0,2.4378560676532768,46.249856067653276]
[1994,6,23,1.8,0,0.66,1.1880000000000002,1.2498560676532762,0,0,2.4378560676532768,46.249856067653276]
[1994,6,24,3,1,0.66,1.98,1.2498560676532762,0.85,0,2.4378560676532768,46.307856067653283]
[1994,6,25,4.4000000000000004,0,0.66,2.9040000000000004,1.3078560676532831,0,0,2.4378560676532768,44.533856067653275]
[1994,6,26,3.6,0,0.66,2.3760000000000003,0,0,0,2.4378560676532768,44.595712135306556]
[1994,6,27,4,0,0.66,2.64,0,0,0,2.4378560676532768,44.393568202959834]
[1994,6,28,1.3,0.3,0.66,0.8580000000000001,0,0.255,0,2.4378560676532768,46.228424270613118]
[1994,6,29,1.6,1.6,0.66,1.056,1.2284242706131181,1.36,0,2.4378560676532768,47.741856067653281]
[1994,6,30,2.2000000000000002,36.200000000000003,0.66,1.4520000000000002,2.7418560676532806,30.770000000000003,0,2.4378560676532768,76.755856067653269]
[1994,7,1,2,18,0.66,1.32,5,15.299999999999999,0,2.4378560676532768,88.173712135306545]
[1994,7,2,1.4,24.2,0.66,0.92399999999999993,5,20.57,0,2.4378560676532768,105.2575682029598]
[1994,7,3,1.3,5.0999999999999996,0.66,0.8580000000000001,5,4.335,0,2.4378560676532768,106.17242427061306]
[1994,7,4,0.8,5.4,0.66,0.52800000000000002,5,4.59,0,2.4378560676532768,107.67228033826633]
[1994,7,5,2.5,0.3,0.66,1.6500000000000001,5,0.255,0,2.4378560676532768,103.71513640591959]
[1994,7,6,2.5,0.1,0.66,1.6500000000000001,5,8.5000000000000006E-2,0,2.4378560676532768,99.587992473572854]
[1994,7,7,1.4,2,0.66,0.92399999999999993,5,1.7,0,2.4378560676532768,97.801848541226121]
[1994,7,8,2.2000000000000002,0.2,{"$f":"INDEX($Q$27:$T$27,CEILING((1+MOD(B5158,12))/3,1))","v":0.66},1.4520000000000002,5,0.17,0,2.4378560676532768,93.957704608879396]
[1994,7,9,1.8,7.8,0.66,1.1880000000000002,5,{"$f":"MIN($B$21*E5159,$B$26-L5158+G5159+H5159)","v":6.63},0,2.4378560676532768,{"$f":"MAX(0,L5158+I5159+K5159-G5159-H5159)","v":96.837560676532661}]
[1994,7,10,1.8,7.4,0.66,{"$f":"IF(2*( L5159/$C$26)  <0.5,D5160*F5160*      4         *(L5159/$C$26),D5160*F5160)","v":1.1880000000000002},{"$f":"MIN($B$22, MAX(0, L5159-$C$26))","v":5},6.29,{"$f":"MAX(0,L5159+I5160+$B$28-$B$26-H5160-G5160)","v":0},{"$f":"$B$28","v":2.4378560676532768},99.377416744185936]
[1994,7,11,1,5.4,0.66,0.66,5,4.59,0,2.4378560676532768,100.74527281183921]
[1994,7,12,1,0,0.66,0.66,5,0,0,2.4378560676532768,97.523128879492489]
[1994,7,13,2.4,0.6,0.66,1.5840000000000001,5,0.51,0,2.4378560676532768,93.886984947145763]
[1994,7,14,3.8,0,0.66,2.508,5,0,0,2.4378560676532768,88.816841014799039]
[1994,7,15,2.6,0,0.66,1.7160000000000002,5,0,0,2.4378560676532768,84.538697082452316]
[1994,7,16,2.2000000000000002,0,0.66,1.4520000000000002,5,0,0,2.4378560676532768,80.524553150105589]
[1994,7,17,2.8,0,0.66,1.8479999999999999,5,0,0,2.4378560676532768,76.114409217758862]
[1994,7,18,2.8,10.8,0.66,1.8479999999999999,5,9.18,0,2.4378560676532768,80.884265285412141]
[1994,7,19,1.1000000000000001,0.3,0.66,0.72600000000000009,5,0.255,0,2.4378560676532768,77.851121353065409]
[1994,7,20,3.4,0,0.66,2.2440000000000002,5,0,0,2.4378560676532768,73.044977420718681]
[1994,7,21,2.8,0,0.66,1.8479999999999999,5,0,0,2.4378560676532768,68.634833488371953]
[1994,7,22,2,0,0.66,1.32,5,0,0,2.4378560676532768,64.752689556025231]
[1994,7,23,2.6,0,0.66,1.7160000000000002,5,0,0,2.4378560676532768,60.474545623678509]
[1994,7,24,2.4,1.2,0.66,1.5840000000000001,5,1.02,0,2.4378560676532768,57.348401691331787]
[1994,7,25,1.8,0,0.66,1.1880000000000002,5,0,0,2.4378560676532768,53.598257758985064]
[1994,7,26,2.8,0,0.66,1.8479999999999999,5,0,0,2.4378560676532768,49.188113826638343]
[1994,7,27,3.2,0,0.66,2.1120000000000001,4.1881138266383431,0,0,2.4378560676532768,45.325856067653277]
[1994,7,28,2.8,0,0.66,1.8479999999999999,0.32585606765327668,0,0,2.4378560676532768,45.58985606765328]
[1994,7,29,2.6,0,0.66,1.7160000000000002,0.58985606765327958,0,0,2.4378560676532768,45.721856067653277]
[1994,7,30,3.8,0,0.66,2.508,0.72185606765327748,0,0,2.4378560676532768,44.929856067653276]
[1994,7,31,3,0,0.66,1.98,0,0,0,2.4378560676532768,45.387712135306558]
[1994,8,1,3.8,0,0.66,2.508,0.38771213530655757,0,0,2.4378560676532768,44.929856067653276]
[1994,8,2,3.4,0,0.66,2.2440000000000002,0,0,0,2.4378560676532768,45.123712135306555]
[1994,8,3,3.6,0,0.66,2.3760000000000003,0.12371213530655467,0,0,2.4378560676532768,45.061856067653281]
[1994,8,4,1.8,0,0.66,1.1880000000000002,6.1856067653280888E-2,0,0,2.4378560676532768,46.249856067653276]
[1994,8,5,2,0,0.66,1.32,1.2498560676532762,0,0,2.4378560676532768,46.117856067653278]
[1994,8,6,2.2000000000000002,0,0.66,1.4520000000000002,1.1178560676532783,0,0,2.4378560676532768,45.98585606765328]
[1994,8,7,3.4,0,0.66,2.2440000000000002,0.98585606765328038,0,0,2.4378560676532768,45.193856067653279]
[1994,8,8,4.4000000000000004,0,0.66,2.9040000000000004,0.19385606765327879,0,0,2.4378560676532768,44.533856067653275]
[1994,8,9,4,0,0.66,2.64,0,0,0,2.4378560676532768,44.331712135306553]
[1994,8,10,3.6,21.4,0.66,2.3760000000000003,0,18.189999999999998,0,2.4378560676532768,62.583568202959832]
[1994,8,11,1.6,9,0.66,1.056,5,7.6499999999999995,0,2.4378560676532768,66.615424270613104]
[1994,8,12,1.2,1.2,0.66,0.79200000000000004,5,1.02,0,2.4378560676532768,64.28128033826637]
[1994,8,13,3.2,0,0.66,2.1120000000000001,5,0,0,2.4378560676532768,59.607136405919647]
[1994,8,14,3.6,0,0.66,2.3760000000000003,5,0,0,2.4378560676532768,54.668992473572928]
[1994,8,15,4,1.2,0.66,2.64,5,1.02,0,2.4378560676532768,50.486848541226209]
[1994,8,16,2.4,6.4,0.66,1.5840000000000001,5,5.44,0,2.4378560676532768,51.780704608879482]
[1994,8,17,3,0.2,0.66,1.98,5,0.17,0,2.4378560676532768,47.408560676532765]
[1994,8,18,1.2,0.2,0.66,0.79200000000000004,2.4085606765327654,0.17,0,2.4378560676532768,46.815856067653279]
[1994,8,19,2,5.4,0.66,1.32,1.8158560676532787,4.59,0,2.4378560676532768,50.707856067653275]
[1994,8,20,2.2000000000000002,0,0.66,1.4520000000000002,5,0,0,2.4378560676532768,46.693712135306555]
[1994,8,21,2.4,0.2,0.66,1.5840000000000001,1.693712135306555,0.17,0,2.4378560676532768,46.023856067653277]
[1994,8,22,4.0999999999999996,0.5,0.66,2.706,1.0238560676532771,0.42499999999999999,0,2.4378560676532768,45.156856067653273]
[1994,8,23,3,0,0.66,1.98,0.15685606765327265,0,0,2.4378560676532768,45.457856067653282]
[1994,8,24,4.5999999999999996,0,0.66,3.036,0.45785606765328168,0,0,2.4378560676532768,44.401856067653277]
[1994,8,25,2.6,0,0.66,1.7160000000000002,0,0,0,2.4378560676532768,45.123712135306555]
[1994,8,26,3.6,0,0.66,2.3760000000000003,0.12371213530655467,0,0,2.4378560676532768,45.061856067653281]
[1994,8,27,2.6,1.6,0.66,1.7160000000000002,6.1856067653280888E-2,1.36,0,2.4378560676532768,47.081856067653277]
[1994,8,28,2.9,1.5,0.66,1.9139999999999999,2.0818560676532769,1.2749999999999999,0,2.4378560676532768,46.798856067653276]
[1994,8,29,2.6,0,0.66,1.7160000000000002,1.7988560676532757,0,0,2.4378560676532768,45.721856067653277]
[1994,8,30,2.6,0,0.66,1.7160000000000002,0.72185606765327748,0,0,2.4378560676532768,45.721856067653277]
[1994,8,31,2.4,8.1999999999999993,0.66,1.5840000000000001,0.72185606765327748,6.9699999999999989,0,2.4378560676532768,52.823856067653274]
[1994,9,1,1.6,0.6,0.74,1.1839999999999999,5,0.51,0,2.4378560676532768,49.587712135306553]
[1994,9,2,2.8,0.2,0.74,2.0720000000000001,4.5877121353065533,0.17,0,2.4378560676532768,45.535856067653278]
[1994,9,3,2.8,0,0.74,2.0720000000000001,0.53585606765327753,0,0,2.4378560676532768,45.365856067653276]
[1994,9,4,3.6,0,0.74,2.6640000000000001,0.36585606765327583,0,0,2.4378560676532768,44.773856067653277]
[1994,9,5,4,0,0.74,2.96,0,0,0,2.4378560676532768,44.251712135306555]
[1994,9,6,4.4000000000000004,0.4,0.74,3.2560000000000002,0,0.34,0,2.4378560676532768,43.773568202959837]
[1994,9,7,4,0,0.74,2.96,0,0,0,2.4378560676532768,43.251424270613114]
[1994,9,8,3.4,0,0.74,2.516,0,0,0,2.4378560676532768,43.173280338266395]
[1994,9,9,3.6,0,0.74,2.6640000000000001,0,0,0,2.4378560676532768,42.947136405919672]
[1994,9,10,2.5,22.5,{"$f":"INDEX($Q$27:$T$27,CEILING((1+MOD(B5222,12))/3,1))","v":0.74},1.85,0,19.125,0,2.4378560676532768,62.659992473572949]
[1994,9,11,4.3,2.1,0.74,3.1819999999999999,5,{"$f":"MIN($B$21*E5223,$B$26-L5222+G5223+H5223)","v":1.7849999999999999},0,2.4378560676532768,{"$f":"MAX(0,L5222+I5223+K5223-G5223-H5223)","v":58.700848541226222}]
[1994,9,12,2.6,0,0.74,{"$f":"IF(2*( L5223/$C$26)  <0.5,D5224*F5224*      4         *(L5223/$C$26),D5224*F5224)","v":1.9239999999999999},{"$f":"MIN($B$22, MAX(0, L5223-$C$26))","v":5},0,{"$f":"MAX(0,L5223+I5224+$B$28-$B$26-H5224-G5224)","v":0},{"$f":"$B$28","v":2.4378560676532768},54.214704608879501]
[1994,9,13,4.5999999999999996,0,0.74,3.4039999999999999,5,0,0,2.4378560676532768,48.248560676532776]
[1994,9,14,2.6,1.2,0.74,1.9239999999999999,3.2485606765327759,1.02,0,2.4378560676532768,46.533856067653282]
[1994,9,15,4.8,0,0.74,3.552,1.5338560676532822,0,0,2.4378560676532768,43.885856067653279]
[1994,9,16,4.2,0,0.74,3.1080000000000001,0,0,0,2.4378560676532768,43.215712135306561]
[1994,9,17,5.2,0,0.74,3.8479999999999999,0,0,0,2.4378560676532768,41.80556820295984]
[1994,9,18,4,0,0.74,2.96,0,0,0,2.4378560676532768,41.283424270613118]
[1994,9,19,7,0,0.74,5.18,0,0,0,2.4378560676532768,38.541280338266397]
[1994,9,20,7,0,0.74,5.18,0,0,0,2.4378560676532768,35.799136405919675]
[1994,9,21,6.8,0,0.74,5.032,0,0,0,2.4378560676532768,33.204992473572958]
[1994,9,22,4.8,0,0.74,3.552,0,0,0,2.4378560676532768,32.090848541226237]
[1994,9,23,4,0,0.74,2.96,0,0,0,2.4378560676532768,31.568704608879514]
[1994,9,24,6.6,0,0.74,4.8839999999999995,0,0,0,2.4378560676532768,29.122560676532792]
[1994,9,25,6.3,0.3,0.74,4.6619999999999999,0,0.255,0,2.4378560676532768,27.153416744186067]
[1994,9,26,5,0,0.74,3.7,0,0,0,2.4378560676532768,25.891272811839347]
[1994,9,27,4.8,0,0.74,3.552,0,0,0,2.4378560676532768,24.777128879492622]
[1994,9,28,8.8000000000000007,0,0.74,6.5120000000000005,0,0,0,2.4378560676532768,20.7029849471459]
[1994,9,29,7,0,0.74,5.18,0,0,0,2.4378560676532768,17.960841014799179]
[1994,9,30,5.8,0,0.74,4.2919999999999998,0,0,0,2.4378560676532768,16.106697082452456]
[1994,10,1,5.6,0.2,0.74,4.1440000000000001,0,0.17,0,2.4378560676532768,14.570553150105736]
[1994,10,2,4.5999999999999996,0.2,0.74,3.4039999999999999,0,0.17,0,2.4378560676532768,13.774409217759011]
[1994,10,3,4.2,0,0.74,3.1080000000000001,0,0,0,2.4378560676532768,13.104265285412286]
[1994,10,4,6.3,0.3,0.74,4.6619999999999999,0,0.255,0,2.4378560676532768,11.135121353065564]
[1994,10,5,8.8000000000000007,0,0.74,6.4455031334367074,0,0,0,2.4378560676532768,7.1274742872821335]
[1994,10,6,4.8,0,0.74,2.2503812149712124,0,0,0,2.4378560676532768,7.3149491399641979]
[1994,10,7,4.2,0,0.74,2.0208766157341089,0,0,0,2.4378560676532768,7.7319285918833653]
[1994,10,8,2.6,1.6,0.74,1.3223316098474307,0,1.36,0,2.4378560676532768,10.20745304968921]
[1994,10,9,8,0,0.74,5.3713886270364561,0,0,0,2.4378560676532768,7.2739204903060308]
[1994,10,10,4.8,0,0.74,2.2966191628059573,0,0,0,2.4378560676532768,7.4151573951533507]
[1994,10,11,4.4000000000000004,0,0.74,2.1461113314328277,0,0,0,2.4378560676532768,7.7069021313738002]
[1994,10,12,6.2,0.2,0.74,3.1430459536660438,0,0.17,0,2.4378560676532768,7.1717122453610331]
[1994,10,13,3.4,0,0.74,1.6039136008291877,0,0,0,2.4378560676532768,8.0056547121851231]
[1994,10,14,4.5999999999999996,13.6,0.74,2.4223332124691699,0,11.559999999999999,0,2.4378560676532768,19.581177567369231]
[1994,10,15,4.2,0.6,0.74,3.1080000000000001,0,0.51,0,2.4378560676532768,19.421033635022507]
[1994,10,16,4.7,0.1,0.74,3.4780000000000002,0,8.5000000000000006E-2,0,2.4378560676532768,18.465889702675781]
[1994,10,17,4.4000000000000004,0,0.74,3.2560000000000002,0,0,0,2.4378560676532768,17.64774577032906]
[1994,10,18,4.5999999999999996,0,0.74,3.4039999999999999,0,0,0,2.4378560676532768,16.681601837982338]
[1994,10,19,4.2,0,0.74,3.1080000000000001,0,0,0,2.4378560676532768,16.011457905635613]
[1994,10,20,4.5999999999999996,0.8,0.74,3.4039999999999999,0,0.68,0,2.4378560676532768,15.725313973288888]
[1994,10,21,5.6,0.6,0.74,4.1440000000000001,0,0.51,0,2.4378560676532768,14.529170040942168]
[1994,10,22,5.8,2.2000000000000002,0.74,4.2919999999999998,0,1.87,0,2.4378560676532768,14.545026108595446]
[1994,10,23,4.5,0.3,0.74,3.33,0,0.255,0,2.4378560676532768,13.907882176248725]
[1994,10,24,0.2,4.8,0.74,0.14799999999999999,0,4.08,0,2.4378560676532768,20.277738243902004]
[1994,10,25,4.4000000000000004,0,0.74,3.2560000000000002,0,0,0,2.4378560676532768,19.459594311555279]
[1994,10,26,5.4,0,0.74,3.996,0,0,0,2.4378560676532768,17.901450379208558]
[1994,10,27,6,0,0.74,4.4399999999999995,0,0,0,2.4378560676532768,15.899306446861834]
[1994,10,28,6.2,0,0.74,4.5880000000000001,0,0,0,2.4378560676532768,13.74916251451511]
[1994,10,29,5.2,17,0.74,3.8479999999999999,0,14.45,0,2.4378560676532768,26.789018582168389]
[1994,10,30,1.8,14.8,0.74,1.3320000000000001,0,12.58,0,2.4378560676532768,40.474874649821665]
[1994,10,31,4.4000000000000004,0,0.74,3.2560000000000002,0,0,0,2.4378560676532768,39.656730717474943]
[1994,11,1,6.2,0,0.74,4.5880000000000001,0,0,0,2.4378560676532768,37.506586785128221]
[1994,11,2,5.8,0.4,0.74,4.2919999999999998,0,0.34,0,2.4378560676532768,35.992442852781501]
[1994,11,3,5.8,0.2,0.74,4.2919999999999998,0,0.17,0,2.4378560676532768,34.30829892043478]
[1994,11,4,8.1999999999999993,0,0.74,6.0679999999999996,0,0,0,2.4378560676532768,30.67815498808806]
[1994,11,5,6,0,0.74,4.4399999999999995,0,0,0,2.4378560676532768,28.676011055741341]
[1994,11,6,9.8000000000000007,0,0.74,7.2520000000000007,0,0,0,2.4378560676532768,23.861867123394617]
[1994,11,7,13,0,0.74,9.6199999999999992,0,0,0,2.4378560676532768,16.679723191047898]
[1994,11,8,11.6,0,0.74,8.5839999999999996,0,0,0,2.4378560676532768,10.533579258701177]
[1994,11,9,6,0.2,0.74,4.1572526141007309,0,0.17,0,2.4378560676532768,8.9841827122537232]
[1994,11,10,6.4,0,0.74,3.7821412733541009,0,0,0,2.4378560676532768,7.6398975065528987]
[1994,11,11,5.4,0,0.74,2.7136915943275897,0,0,0,2.4378560676532768,7.3640619798785858]
[1994,11,12,5.2,0,0.74,2.5188364887620267,0,0,0,2.4378560676532768,7.2830815587698368]
[1994,11,13,7,0,{"$f":"INDEX($Q$27:$T$27,CEILING((1+MOD(B5286,12))/3,1))","v":0.74},3.3534544421713557,0,0,0,2.4378560676532768,6.3674831842517579]
[1994,11,14,7.2,0,0.74,3.0156400360616327,0,{"$f":"MIN($B$21*E5287,$B$26-L5286+G5287+H5287)","v":0},0,2.4378560676532768,{"$f":"MAX(0,L5286+I5287+K5287-G5287-H5287)","v":5.7896992158434024}]
[1994,11,15,6.8,0,0.74,{"$f":"IF(2*( L5287/$C$26)  <0.5,D5288*F5288*      4         *(L5287/$C$26),D5288*F5288)","v":2.5896681292554669},{"$f":"MIN($B$22, MAX(0, L5287-$C$26))","v":0},0,{"$f":"MAX(0,L5287+I5288+$B$28-$B$26-H5288-G5288)","v":0},{"$f":"$B$28","v":2.4378560676532768},5.6378871542412128]
[1994,11,16,5.4,1.4,0.74,2.002577517186479,0,1.19,0,2.4378560676532768,7.26316570470801]
[1994,11,17,1,7.2,0.74,0.47775489968746016,0,6.12,0,2.4378560676532768,15.343266872673826]
[1994,11,18,2.8,0,0.74,2.0720000000000001,0,0,0,2.4378560676532768,15.709122940327102]
[1994,11,19,4.5999999999999996,5.6,0.74,3.4039999999999999,0,4.76,0,2.4378560676532768,19.502979007980382]
[1994,11,20,5.8,0,0.74,4.2919999999999998,0,0,0,2.4378560676532768,17.648835075633656]
[1994,11,21,7.4,1,0.74,5.476,0,0.85,0,2.4378560676532768,15.460691143286937]
[1994,11,22,7.8,0,0.74,5.7720000000000002,0,0,0,2.4378560676532768,12.126547210940215]
[1994,11,23,5.8,0,0.74,4.2919999999999998,0,0,0,2.4378560676532768,10.272403278593492]
[1994,11,24,4.4000000000000004,2.8,0.74,2.9730617844533702,0,2.38,0,2.4378560676532768,12.1171975617934]
[1994,11,25,5.8,0,0.74,4.2919999999999998,0,0,0,2.4378560676532768,10.263053629446677]
[1994,11,26,6.2,0,0.74,4.1855013379467874,0,0,0,2.4378560676532768,8.5154083591531666]
[1994,11,27,5.6,0,0.74,3.1366979769182866,0,0,0,2.4378560676532768,7.8165664498881569]
[1994,11,28,7.2,0,0.74,3.701925870667031,0,0,0,2.4378560676532768,6.5524966468744026]
[1994,11,29,7.4,0,0.74,3.1894641456252648,0,0,0,2.4378560676532768,5.8008885689024146]
[1994,11,30,6.8,0,0.74,2.5946730025526179,0,0,0,2.4378560676532768,5.6440716340030725]
[1994,12,1,4.4000000000000004,0,0.78,1.7218181198132043,0,0,0,2.4378560676532768,6.3601095818431448]
[1994,12,2,0,138,0.78,0,0,104.63989041815685,2.4378560676532715,2.4378560676532768,113.43785606765327]
[1994,12,3,0,108.6,0.78,0,5,2.5621439323467285,2.4378560676532715,2.4378560676532768,113.43785606765327]
[1994,12,4,3.7,9.1,0.78,2.8860000000000001,5,5.4481439323467287,2.437856067653267,2.4378560676532768,113.43785606765327]
[1994,12,5,5,4.4000000000000004,0.78,3.9000000000000004,5,3.74,0,2.4378560676532768,110.71571213530653]
[1994,12,6,5.2,0.2,0.78,4.056,5,0.17,0,2.4378560676532768,104.26756820295981]
[1994,12,7,5,0,0.78,3.9000000000000004,5,0,0,2.4378560676532768,97.805424270613074]
[1994,12,8,3.8,0,0.78,2.964,5,0,0,2.4378560676532768,92.279280338266346]
[1994,12,9,6,0,0.78,4.68,5,0,0,2.4378560676532768,85.037136405919625]
[1994,12,10,6.2,44,0.78,4.8360000000000003,5,35.798863594080373,2.4378560676532697,2.4378560676532768,113.43785606765327]
[1994,12,11,2.8,0,0.78,2.1839999999999997,5,0,0,2.4378560676532768,108.69171213530655]
[1994,12,12,4.4000000000000004,3.2,0.78,3.4320000000000004,5,2.72,0,2.4378560676532768,105.41756820295981]
[1994,12,13,4.2,0.2,0.78,3.2760000000000002,5,0.17,0,2.4378560676532768,99.74942427061309]
[1994,12,14,5.8,0,0.78,4.524,5,0,0,2.4378560676532768,92.663280338266361]
[1994,12,15,6.6,0,0.78,5.1479999999999997,5,0,0,2.4378560676532768,84.953136405919636]
[1994,12,16,6.1,0,0.78,4.758,5,0,0,2.4378560676532768,77.632992473572912]
[1994,12,17,5,0,0.78,3.9000000000000004,5,0,0,2.4378560676532768,71.170848541226178]
[1994,12,18,6,0,0.78,4.68,5,0,0,2.4378560676532768,63.928704608879457]
[1994,12,19,7,0,0.78,5.46,5,0,0,2.4378560676532768,55.906560676532727]
[1994,12,20,7.6,0,0.78,5.9279999999999999,5,0,0,2.4378560676532768,47.416416744186009]
[1994,12,21,6.2,0,0.78,4.8360000000000003,2.4164167441860087,0,0,2.4378560676532768,42.60185606765328]
[1994,12,22,7.4,0,0.78,5.7720000000000002,0,0,0,2.4378560676532768,39.26771213530656]
[1994,12,23,7.4,0,0.78,5.7720000000000002,0,0,0,2.4378560676532768,35.93356820295984]
[1994,12,24,7.2,0,0.78,5.6160000000000005,0,0,0,2.4378560676532768,32.755424270613119]
[1994,12,25,6.2,6.2,0.78,4.8360000000000003,0,5.27,0,2.4378560676532768,35.627280338266395]
[1994,12,26,1.3,12.1,0.78,1.014,0,10.285,0,2.4378560676532768,47.336136405919675]
[1994,12,27,6.6,0,0.78,5.1479999999999997,2.3361364059196745,0,0,2.4378560676532768,42.289856067653275]
[1994,12,28,6,0,0.78,4.68,0,0,0,2.4378560676532768,40.047712135306554]
[1994,12,29,6.8,0,0.78,5.3040000000000003,0,0,0,2.4378560676532768,37.181568202959831]
[1994,12,30,7.4,0,0.78,5.7720000000000002,0,0,0,2.4378560676532768,33.847424270613111]
[1994,12,31,4.4000000000000004,1.2,0.78,3.4320000000000004,0,1.02,0,2.4378560676532768,33.87328033826639]
[1995,1,1,4.2,0,0.78,3.2760000000000002,0,0,0,2.4378560676532768,33.035136405919665]
[1995,1,2,5.6,0,0.78,4.3679999999999994,0,0,0,2.4378560676532768,31.104992473572945]
[1995,1,3,4.3,0.3,0.78,3.3540000000000001,0,0.255,0,2.4378560676532768,30.443848541226224]
[1995,1,4,4.4000000000000004,0.4,0.78,3.4320000000000004,0,0.34,0,2.4378560676532768,29.789704608879497]
[1995,1,5,4.8,0,0.78,3.7439999999999998,0,0,0,2.4378560676532768,28.483560676532775]
[1995,1,6,6.2,0,0.78,4.8360000000000003,0,0,0,2.4378560676532768,26.085416744186055]
[1995,1,7,8.6,18.2,0.78,6.7080000000000002,0,15.469999999999999,0,2.4378560676532768,37.285272811839334]
[1995,1,8,4.8,0.2,0.78,3.7439999999999998,0,0.17,0,2.4378560676532768,36.149128879492615]
[1995,1,9,3,10.199999999999999,0.78,2.34,0,8.67,0,2.4378560676532768,44.916984947145892]
[1995,1,10,6.2,17.8,0.78,4.8360000000000003,0,15.13,0,2.4378560676532768,57.648841014799174]
[1995,1,11,4.4000000000000004,0.4,0.78,3.4320000000000004,5,0.34,0,2.4378560676532768,51.994697082452454]
[1995,1,12,4.5999999999999996,4,0.78,3.5879999999999996,5,3.4,0,2.4378560676532768,49.24455315010573]
[1995,1,13,6.1,0.1,0.78,4.758,4.2445531501057303,8.5000000000000006E-2,0,2.4378560676532768,42.764856067653277]
[1995,1,14,6.6,5.2,0.78,5.1479999999999997,0,4.42,0,2.4378560676532768,44.474712135306561]
[1995,1,15,5.6,1.2,0.78,4.3679999999999994,0,1.02,0,2.4378560676532768,43.56456820295984]
[1995,1,16,5.6,0,{"$f":"INDEX($Q$27:$T$27,CEILING((1+MOD(B5350,12))/3,1))","v":0.78},4.3679999999999994,0,0,0,2.4378560676532768,41.634424270613117]
[1995,1,17,5.2,0,0.78,4.056,0,{"$f":"MIN($B$21*E5351,$B$26-L5350+G5351+H5351)","v":0},0,2.4378560676532768,{"$f":"MAX(0,L5350+I5351+K5351-G5351-H5351)","v":40.016280338266398}]
[1995,1,18,5,0.4,0.78,{"$f":"IF(2*( L5351/$C$26)  <0.5,D5352*F5352*      4         *(L5351/$C$26),D5352*F5352)","v":3.9000000000000004},{"$f":"MIN($B$22, MAX(0, L5351-$C$26))","v":0},0.34,{"$f":"MAX(0,L5351+I5352+$B$28-$B$26-H5352-G5352)","v":0},{"$f":"$B$28","v":2.4378560676532768},38.894136405919681]
[1995,1,19,3.4,0,0.78,2.6520000000000001,0,0,0,2.4378560676532768,38.679992473572959]
[1995,1,20,2.2000000000000002,4,0.78,1.7160000000000002,0,3.4,0,2.4378560676532768,42.801848541226235]
[1995,1,21,1.8,5.6,0.78,1.4040000000000001,0,4.76,0,2.4378560676532768,48.595704608879508]
[1995,1,22,5.6,3.2,0.78,4.3679999999999994,3.5957046088795082,2.72,0,2.4378560676532768,45.789856067653275]
[1995,1,23,3.2,2.8,0.78,2.4960000000000004,0.78985606765327532,2.38,0,2.4378560676532768,47.321856067653279]
[1995,1,24,5.8,0,0.78,4.524,2.3218560676532789,0,0,2.4378560676532768,42.913856067653278]
[1995,1,25,3.2,3.6,0.78,2.4960000000000004,0,3.06,0,2.4378560676532768,45.915712135306556]
[1995,1,26,5.2,0,0.78,4.056,0.91571213530655626,0,0,2.4378560676532768,43.381856067653281]
[1995,1,27,6,0,0.78,4.68,0,0,0,2.4378560676532768,41.13971213530656]
[1995,1,28,5.2,0,0.78,4.056,0,0,0,2.4378560676532768,39.521568202959841]
[1995,1,29,4.5999999999999996,1.4,0.78,3.5879999999999996,0,1.19,0,2.4378560676532768,39.561424270613117]
[1995,1,30,4.2,0,0.78,3.2760000000000002,0,0,0,2.4378560676532768,38.723280338266392]
[1995,1,31,5.4,0,0.78,4.2120000000000006,0,0,0,2.4378560676532768,36.949136405919667]
[1995,2,1,8.6,3.6,0.78,6.7080000000000002,0,3.06,0,2.4378560676532768,35.738992473572949]
[1995,2,2,3.6,0.2,0.78,2.8080000000000003,0,0.17,0,2.4378560676532768,35.53884854122623]
[1995,2,3,5.2,0,0.78,4.056,0,0,0,2.4378560676532768,33.920704608879511]
[1995,2,4,7.4,0,0.78,5.7720000000000002,0,0,0,2.4378560676532768,30.586560676532791]
[1995,2,5,4.8,0,0.78,3.7439999999999998,0,0,0,2.4378560676532768,29.28041674418607]
[1995,2,6,7.2,0,0.78,5.6160000000000005,0,0,0,2.4378560676532768,26.102272811839349]
[1995,2,7,8.4,19.600000000000001,0.78,6.5520000000000005,0,16.66,0,2.4378560676532768,38.648128879492631]
[1995,2,8,5.6,0,0.78,4.3679999999999994,0,0,0,2.4378560676532768,36.717984947145908]
[1995,2,9,4.5999999999999996,0,0.78,3.5879999999999996,0,0,0,2.4378560676532768,35.567841014799185]
[1995,2,10,2.6,0.2,0.78,2.028,0,0.17,0,2.4378560676532768,36.147697082452467]
[1995,2,11,3.6,0,0.78,2.8080000000000003,0,0,0,2.4378560676532768,35.777553150105746]
[1995,2,12,4.5999999999999996,0.6,0.78,3.5879999999999996,0,0.51,0,2.4378560676532768,35.137409217759021]
[1995,2,13,2,31.4,0.78,1.56,0,26.689999999999998,0,2.4378560676532768,62.705265285412295]
[1995,2,14,4.7,13.5,0.78,3.6660000000000004,5,11.475,0,2.4378560676532768,67.952121353065564]
[1995,2,15,0,71,0.78,0,5,48.047878646934436,2.4378560676532715,2.4378560676532768,113.43785606765327]
[1995,2,16,0,327,0.78,0,5,2.5621439323467285,2.4378560676532715,2.4378560676532768,113.43785606765327]
[1995,2,17,1.2,0.6,0.78,0.93599999999999994,5,0.51,0,2.4378560676532768,110.44971213530656]
[1995,2,18,4.2,1.6,0.78,3.2760000000000002,5,1.36,0,2.4378560676532768,105.97156820295983]
[1995,2,19,2,8,0.78,1.56,5,6.8,0,2.4378560676532768,108.6494242706131]
[1995,2,20,0.6,3.2,0.78,0.46799999999999997,5,2.72,0,2.4378560676532768,108.33928033826636]
[1995,2,21,4.2,0,0.78,3.2760000000000002,5,0,0,2.4378560676532768,102.50113640591964]
[1995,2,22,5,0,0.78,3.9000000000000004,5,0,0,2.4378560676532768,96.038992473572904]
[1995,2,23,4.8,0,0.78,3.7439999999999998,5,0,0,2.4378560676532768,89.732848541226176]
[1995,2,24,6,1.8,0.78,4.68,5,1.53,0,2.4378560676532768,84.020704608879441]
[1995,2,25,4.4000000000000004,4.8,0.78,3.4320000000000004,5,4.08,0,2.4378560676532768,82.106560676532709]
[1995,2,26,4,3,0.78,3.12,5,2.5499999999999998,0,2.4378560676532768,78.974416744185973]
[1995,2,27,3.1,0.1,0.78,2.4180000000000001,5,8.5000000000000006E-2,0,2.4378560676532768,74.079272811839232]
[1995,2,28,2.4,0,0.78,1.8719999999999999,5,0,0,2.4378560676532768,69.645128879492503]
[1995,3,1,3.8,0,0.75,2.8499999999999996,5,0,0,2.4378560676532768,64.232984947145781]
[1995,3,2,3.9,19.899999999999999,0.75,2.9249999999999998,5,16.914999999999999,0,2.4378560676532768,75.660841014799047]
[1995,3,3,6,0,0.75,4.5,5,0,0,2.4378560676532768,68.598697082452318]
[1995,3,4,4.2,0.2,0.75,3.1500000000000004,5,0.17,0,2.4378560676532768,63.056553150105586]
[1995,3,5,6.4,0,0.75,4.8000000000000007,5,0,0,2.4378560676532768,55.69440921775886]
[1995,3,6,4.5999999999999996,32,0.75,3.4499999999999997,5,27.2,0,2.4378560676532768,76.882265285412132]
[1995,3,7,0,58.4,0.75,0,5,39.117734714587868,2.4378560676532715,2.4378560676532768,113.43785606765327]
[1995,3,8,2.2000000000000002,41,0.75,1.6500000000000001,5,4.2121439323467289,2.4378560676532768,2.4378560676532768,113.43785606765327]
[1995,3,9,2.6,3.2,0.75,1.9500000000000002,5,2.72,0.64571213530654159,2.4378560676532768,111.64571213530654]
[1995,3,10,5.6,12,0.75,4.1999999999999993,5,8.5542878646934604,2.437856067653275,2.4378560676532768,113.43785606765327]
[1995,3,11,3.2,6.4,0.75,2.4000000000000004,5,4.9621439323467289,2.4378560676532768,2.4378560676532768,113.43785606765327]
[1995,3,12,2.4,7.2,0.75,1.7999999999999998,5,4.3621439323467284,2.4378560676532688,2.4378560676532768,113.43785606765327]
[1995,3,13,4.2,0,0.75,3.1500000000000004,5,0,0,2.4378560676532768,107.72571213530654]
[1995,3,14,3.2,1,0.75,2.4000000000000004,5,0.85,0,2.4378560676532768,103.6135682029598]
[1995,3,15,4.5999999999999996,0,0.75,3.4499999999999997,5,0,0,2.4378560676532768,97.601424270613066]
[1995,3,16,4.8,0,0.75,3.5999999999999996,5,0,0,2.4378560676532768,91.439280338266343]
[1995,3,17,3,8.8000000000000007,0.75,2.25,5,7.48,0,2.4378560676532768,94.107136405919618]
[1995,3,18,4,0,0.75,3,5,0,0,2.4378560676532768,88.54499247357289]
[1995,3,19,5.6,0,0.75,4.1999999999999993,5,0,0,2.4378560676532768,81.782848541226159]
[1995,3,20,5.4,0,0.75,4.0500000000000007,5,0,0,2.4378560676532768,75.170704608879433]
[1995,3,21,4,0,{"$f":"INDEX($Q$27:$T$27,CEILING((1+MOD(B5414,12))/3,1))","v":0.75},3,5,0,0,2.4378560676532768,69.608560676532704]
[1995,3,22,4.4000000000000004,0,0.75,3.3000000000000003,5,{"$f":"MIN($B$21*E5415,$B$26-L5414+G5415+H5415)","v":0},0,2.4378560676532768,{"$f":"MAX(0,L5414+I5415+K5415-G5415-H5415)","v":63.746416744185979}]
[1995,3,23,4.5999999999999996,0,0.75,{"$f":"IF(2*( L5415/$C$26)  <0.5,D5416*F5416*      4         *(L5415/$C$26),D5416*F5416)","v":3.4499999999999997},{"$f":"MIN($B$22, MAX(0, L5415-$C$26))","v":5},0,{"$f":"MAX(0,L5415+I5416+$B$28-$B$26-H5416-G5416)","v":0},{"$f":"$B$28","v":2.4378560676532768},57.734272811839247]
[1995,3,24,5.8,0,0.75,4.3499999999999996,5,0,0,2.4378560676532768,50.822128879492524]
[1995,3,25,4.8,0,0.75,3.5999999999999996,5,0,0,2.4378560676532768,44.659984947145801]
[1995,3,26,4.2,9,0.75,3.1500000000000004,0,7.6499999999999995,0,2.4378560676532768,51.59784101479908]
[1995,3,27,1.2,1.2,0.75,0.89999999999999991,5,1.02,0,2.4378560676532768,49.155697082452363]
[1995,3,28,5,3.6,0.75,3.75,4.1556970824523631,3.06,0,2.4378560676532768,46.747856067653281]
[1995,3,29,3.4,0,0.75,2.5499999999999998,1.7478560676532808,0,0,2.4378560676532768,44.887856067653281]
[1995,3,30,4.4000000000000004,15.4,0.75,3.3000000000000003,0,13.09,0,2.4378560676532768,57.115712135306559]
[1995,3,31,3.8,0,0.75,2.8499999999999996,5,0,0,2.4378560676532768,51.703568202959836]
[1995,4,1,6.6,0,0.75,4.9499999999999993,5,0,0,2.4378560676532768,44.191424270613112]
[1995,4,2,3.6,0,0.75,2.7,0,0,0,2.4378560676532768,43.929280338266388]
[1995,4,3,4.2,0,0.75,3.1500000000000004,0,0,0,2.4378560676532768,43.217136405919668]
[1995,4,4,5.2,0,0.75,3.9000000000000004,0,0,0,2.4378560676532768,41.754992473572948]
[1995,4,5,3.6,0,0.75,2.7,0,0,0,2.4378560676532768,41.492848541226223]
[1995,4,6,3.8,0,0.75,2.8499999999999996,0,0,0,2.4378560676532768,41.0807046088795]
[1995,4,7,6.4,0,0.75,4.8000000000000007,0,0,0,2.4378560676532768,38.718560676532775]
[1995,4,8,5.6,0,0.75,4.1999999999999993,0,0,0,2.4378560676532768,36.956416744186058]
[1995,4,9,6.4,0,0.75,4.8000000000000007,0,0,0,2.4378560676532768,34.594272811839332]
[1995,4,10,6,0,0.75,4.5,0,0,0,2.4378560676532768,32.53212887949261]
[1995,4,11,4.4000000000000004,0,0.75,3.3000000000000003,0,0,0,2.4378560676532768,31.669984947145888]
[1995,4,12,4.2,0,0.75,3.1500000000000004,0,0,0,2.4378560676532768,30.957841014799165]
[1995,4,13,2,1,0.75,1.5,0,0.85,0,2.4378560676532768,32.745697082452445]
[1995,4,14,2.5,37.1,0.75,1.875,0,31.535,0,2.4378560676532768,64.84355315010572]
[1995,4,15,0.3,20.9,0.75,0.22499999999999998,5,17.764999999999997,0,2.4378560676532768,79.821409217758998]
[1995,4,16,3,26.8,0.75,2.25,5,22.78,0,2.4378560676532768,97.78926528541227]
[1995,4,17,2.5,0.9,0.75,1.875,5,0.76500000000000001,0,2.4378560676532768,94.117121353065542]
[1995,4,18,3.2,0.2,0.75,2.4000000000000004,5,0.17,0,2.4378560676532768,89.32497742071881]
[1995,4,19,3.7,0.3,0.75,2.7750000000000004,5,0.255,0,2.4378560676532768,84.242833488372071]
[1995,4,20,1.4,0,0.75,1.0499999999999998,5,0,0,2.4378560676532768,80.630689556025345]
[1995,4,21,3.6,0,0.75,2.7,5,0,0,2.4378560676532768,75.368545623678614]
[1995,4,22,4.4000000000000004,1.8,0.75,3.3000000000000003,5,1.53,0,2.4378560676532768,71.036401691331889]
[1995,4,23,2.4,5.6,0.75,1.7999999999999998,5,4.76,0,2.4378560676532768,71.434257758985169]
[1995,4,24,1.4,0.8,0.75,1.0499999999999998,5,0.68,0,2.4378560676532768,68.50211382663845]
[1995,4,25,2.2000000000000002,0.2,0.75,1.6500000000000001,5,0.17,0,2.4378560676532768,64.459969894291717]
[1995,4,26,2.2000000000000002,14,0.75,1.6500000000000001,5,11.9,0,2.4378560676532768,72.147825961944989]
[1995,4,27,2,0,0.75,1.5,5,0,0,2.4378560676532768,68.08568202959826]
[1995,4,28,2.6,2,0.75,1.9500000000000002,5,1.7,0,2.4378560676532768,65.273538097251532]
[1995,4,29,2.4,0,0.75,1.7999999999999998,5,0,0,2.4378560676532768,60.911394164904806]
[1995,4,30,3.4,11.6,0.75,2.5499999999999998,5,9.86,0,2.4378560676532768,65.65925023255808]
[1995,5,1,3,0,0.75,2.25,5,0,0,2.4378560676532768,60.847106300211351]
[1995,5,2,1.6,0.4,0.75,1.2000000000000002,5,0.34,0,2.4378560676532768,57.42496236786463]
[1995,5,3,1.4,2.2000000000000002,0.75,1.0499999999999998,5,1.87,0,2.4378560676532768,55.682818435517909]
[1995,5,4,1.9,3.9,0.75,1.4249999999999998,5,3.3149999999999999,0,2.4378560676532768,55.010674503171188]
[1995,5,5,2.1,1.7,0.75,1.5750000000000002,5,1.4449999999999998,0,2.4378560676532768,52.318530570824464]
[1995,5,6,2.8,0,0.75,2.0999999999999996,5,0,0,2.4378560676532768,47.656386638477741]
[1995,5,7,3.2,0.6,0.75,2.4000000000000004,2.6563866384777413,0.51,0,2.4378560676532768,45.547856067653278]
[1995,5,8,1.3,13.7,0.75,0.97500000000000009,0.54785606765327799,11.645,0,2.4378560676532768,58.10785606765328]
[1995,5,9,1.5,2.2999999999999998,0.75,1.125,5,1.9549999999999998,0,2.4378560676532768,56.375712135306557]
[1995,5,10,2.2000000000000002,3.6,0.75,1.6500000000000001,5,3.06,0,2.4378560676532768,55.223568202959839]
[1995,5,11,2,5.2,0.75,1.5,5,4.42,0,2.4378560676532768,55.58142427061312]
[1995,5,12,0.8,1.4,0.75,0.60000000000000009,5,1.19,0,2.4378560676532768,53.609280338266394]
[1995,5,13,1.6,0.6,0.75,1.2000000000000002,5,0.51,0,2.4378560676532768,50.357136405919668]
[1995,5,14,3.2,0,0.75,2.4000000000000004,5,0,0,2.4378560676532768,45.394992473572948]
[1995,5,15,1.7,0.1,0.75,1.2749999999999999,0.3949924735729482,8.5000000000000006E-2,0,2.4378560676532768,46.247856067653281]
[1995,5,16,2.6,0.7,0.75,1.9500000000000002,1.2478560676532808,0.59499999999999997,0,2.4378560676532768,46.082856067653275]
[1995,5,17,3,3.8,0.75,2.25,1.0828560676532746,3.23,0,2.4378560676532768,48.417856067653275]
[1995,5,18,1.4,0.6,0.75,1.0499999999999998,3.4178560676532754,0.51,0,2.4378560676532768,46.897856067653279]
[1995,5,19,2,6,0.75,1.5,1.8978560676532794,5.0999999999999996,0,2.4378560676532768,51.03785606765328]
[1995,5,20,2.4,0,0.75,1.7999999999999998,5,0,0,2.4378560676532768,46.675712135306561]
[1995,5,21,1.4,4.4000000000000004,0.75,1.0499999999999998,1.6757121353065614,3.74,0,2.4378560676532768,50.127856067653283]
[1995,5,22,0.9,2.5,0.75,0.67500000000000004,5,2.125,0,2.4378560676532768,49.015712135306565]
[1995,5,23,3.7,39.700000000000003,0.75,2.7750000000000004,4.0157121353065648,33.745000000000005,0,2.4378560676532768,78.407856067653256]
[1995,5,24,0,51.9,{"$f":"INDEX($Q$27:$T$27,CEILING((1+MOD(B5478,12))/3,1))","v":0.75},0,5,37.592143932346744,2.4378560676532715,2.4378560676532768,113.43785606765327]
[1995,5,25,1.7,9.3000000000000007,0.75,1.2749999999999999,5,{"$f":"MIN($B$21*E5479,$B$26-L5478+G5479+H5479)","v":3.8371439323467285},2.4378560676532772,2.4378560676532768,{"$f":"MAX(0,L5478+I5479+K5479-G5479-H5479)","v":113.43785606765327}]
[1995,5,26,2.4,0,0.75,{"$f":"IF(2*( L5479/$C$26)  <0.5,D5480*F5480*      4         *(L5479/$C$26),D5480*F5480)","v":1.7999999999999998},{"$f":"MIN($B$22, MAX(0, L5479-$C$26))","v":5},0,{"$f":"MAX(0,L5479+I5480+$B$28-$B$26-H5480-G5480)","v":0},{"$f":"$B$28","v":2.4378560676532768},109.07571213530655]
[1995,5,27,4.2,0,0.75,3.1500000000000004,5,0,0,2.4378560676532768,103.36356820295981]
[1995,5,28,2.8,0,0.75,2.0999999999999996,5,0,0,2.4378560676532768,98.701424270613089]
[1995,5,29,3,0,0.75,2.25,5,0,0,2.4378560676532768,93.88928033826636]
[1995,5,30,1.6,4.8,0.75,1.2000000000000002,5,4.08,0,2.4378560676532768,94.207136405919627]
[1995,5,31,1.4,0,0.75,1.0499999999999998,5,0,0,2.4378560676532768,90.594992473572901]
[1995,6,1,1.5,5.0999999999999996,0.66,0.99,5,4.335,0,2.4378560676532768,91.377848541226172]
[1995,6,2,1.4,0,0.66,0.92399999999999993,5,0,0,2.4378560676532768,87.891704608879436]
[1995,6,3,1.3,2.2999999999999998,0.66,0.8580000000000001,5,1.9549999999999998,0,2.4378560676532768,86.426560676532702]
[1995,6,4,1.1000000000000001,2.2999999999999998,0.66,0.72600000000000009,5,1.9549999999999998,0,2.4378560676532768,85.093416744185973]
[1995,6,5,2,4.5999999999999996,0.66,1.32,5,3.9099999999999997,0,2.4378560676532768,85.121272811839248]
[1995,6,6,1.4,1.4,0.66,0.92399999999999993,5,1.19,0,2.4378560676532768,82.82512887949251]
[1995,6,7,1.4,0,0.66,0.92399999999999993,5,0,0,2.4378560676532768,79.338984947145775]
[1995,6,8,2.6,0,0.66,1.7160000000000002,5,0,0,2.4378560676532768,75.060841014799053]
[1995,6,9,2,0,0.66,1.32,5,0,0,2.4378560676532768,71.178697082452331]
[1995,6,10,3.6,0,0.66,2.3760000000000003,5,0,0,2.4378560676532768,66.240553150105598]
[1995,6,11,1.6,0,0.66,1.056,5,0,0,2.4378560676532768,62.622409217758872]
[1995,6,12,2.8,0,0.66,1.8479999999999999,5,0,0,2.4378560676532768,58.212265285412144]
[1995,6,13,3.2,0,0.66,2.1120000000000001,5,0,0,2.4378560676532768,53.538121353065421]
[1995,6,14,2.6,0,0.66,1.7160000000000002,5,0,0,2.4378560676532768,49.259977420718698]
[1995,6,15,0.3,2.9,0.66,0.19800000000000001,4.2599774207186982,2.4649999999999999,0,2.4378560676532768,49.704856067653282]
[1995,6,16,1,8.8000000000000007,0.66,0.66,4.7048560676532816,7.48,0,2.4378560676532768,54.257856067653286]
[1995,6,17,3.4,0,0.66,2.2440000000000002,5,0,0,2.4378560676532768,49.451712135306565]
[1995,6,18,3.8,0,0.66,2.508,4.4517121353065647,0,0,2.4378560676532768,44.929856067653276]
[1995,6,19,3,0,0.66,1.98,0,0,0,2.4378560676532768,45.387712135306558]
[1995,6,20,2.6,0,0.66,1.7160000000000002,0.38771213530655757,0,0,2.4378560676532768,45.721856067653277]
[1995,6,21,1.8,0.2,0.66,1.1880000000000002,0.72185606765327748,0.17,0,2.4378560676532768,46.419856067653278]
[1995,6,22,3,1,0.66,1.98,1.4198560676532779,0.85,0,2.4378560676532768,46.307856067653283]
[1995,6,23,2,25.6,0.66,1.32,1.3078560676532831,21.76,0,2.4378560676532768,67.877856067653283]
[1995,6,24,1.6,2,0.66,1.056,5,1.7,0,2.4378560676532768,65.95971213530656]
[1995,6,25,1.5,8.6999999999999993,0.66,0.99,5,7.3949999999999996,0,2.4378560676532768,69.802568202959833]
[1995,6,26,0.7,0.3,0.66,0.46199999999999997,5,0.255,0,2.4378560676532768,67.033424270613096]
[1995,6,27,2.4,0,0.66,1.5840000000000001,5,0,0,2.4378560676532768,62.887280338266365]
[1995,6,28,3,0,0.66,1.98,5,0,0,2.4378560676532768,58.345136405919639]
[1995,6,29,3.8,0.8,0.66,2.508,5,0.68,0,2.4378560676532768,53.954992473572915]
[1995,6,30,4,0,0.66,2.64,5,0,0,2.4378560676532768,48.752848541226193]
[1995,7,1,2.8,0,0.66,1.8479999999999999,3.7528485412261929,0,0,2.4378560676532768,45.58985606765328]
[1995,7,2,4,0,0.66,2.64,0.58985606765327958,0,0,2.4378560676532768,44.797856067653278]
[1995,7,3,2.4,0,0.66,1.5840000000000001,0,0,0,2.4378560676532768,45.651712135306553]
[1995,7,4,0.8,0,0.66,0.52800000000000002,0.65171213530655336,0,0,2.4378560676532768,46.90985606765328]
[1995,7,5,2.6,0,0.66,1.7160000000000002,1.9098560676532799,0,0,2.4378560676532768,45.721856067653277]
[1995,7,6,1.8,0,0.66,1.1880000000000002,0.72185606765327748,0,0,2.4378560676532768,46.249856067653276]
[1995,7,7,0.4,1.8,0.66,0.26400000000000001,1.2498560676532762,1.53,0,2.4378560676532768,48.703856067653277]
[1995,7,8,2.1,5.0999999999999996,0.66,1.3860000000000001,3.7038560676532768,4.335,0,2.4378560676532768,50.386856067653277]
[1995,7,9,0.5,0.3,0.66,0.33,5,0.255,0,2.4378560676532768,47.749712135306559]
[1995,7,10,2,0,0.66,1.32,2.7497121353065594,0,0,2.4378560676532768,46.117856067653278]
[1995,7,11,1.8,0,0.66,1.1880000000000002,1.1178560676532783,0,0,2.4378560676532768,46.249856067653276]
[1995,7,12,1.2,0,0.66,0.79200000000000004,1.2498560676532762,0,0,2.4378560676532768,46.645856067653277]
[1995,7,13,3.8,0,0.66,2.508,1.645856067653277,0,0,2.4378560676532768,44.929856067653276]
[1995,7,14,4.5999999999999996,0,0.66,3.036,0,0,0,2.4378560676532768,44.331712135306553]
[1995,7,15,5.6,0,0.66,3.6959999999999997,0,0,0,2.4378560676532768,43.073568202959834]
[1995,7,16,3.4,0,0.66,2.2440000000000002,0,0,0,2.4378560676532768,43.267424270613112]
[1995,7,17,2,0,0.66,1.32,0,0,0,2.4378560676532768,44.385280338266391]
[1995,7,18,3,0,0.66,1.98,0,0,0,2.4378560676532768,44.843136405919672]
[1995,7,19,5.2,0,0.66,3.4320000000000004,0,0,0,2.4378560676532768,43.848992473572949]
[1995,7,20,3.4,0,0.66,2.2440000000000002,0,0,0,2.4378560676532768,44.042848541226228]
[1995,7,21,2.6,0,0.66,1.7160000000000002,0,0,0,2.4378560676532768,44.764704608879505]
[1995,7,22,3.4,0,0.66,2.2440000000000002,0,0,0,2.4378560676532768,44.958560676532784]
[1995,7,23,4.2,0,0.66,2.7720000000000002,0,0,0,2.4378560676532768,44.624416744186064]
[1995,7,24,5.2,0,0.66,3.4320000000000004,0,0,0,2.4378560676532768,43.63027281183934]
[1995,7,25,2.8,0,0.66,1.8479999999999999,0,0,0,2.4378560676532768,44.22012887949262]
[1995,7,26,1.8,0,0.66,1.1880000000000002,0,0,0,2.4378560676532768,45.469984947145896]
[1995,7,27,1.6,0,{"$f":"INDEX($Q$27:$T$27,CEILING((1+MOD(B5542,12))/3,1))","v":0.66},1.056,0.46998494714589611,0,0,2.4378560676532768,46.381856067653281]
[1995,7,28,5.8,0,0.66,3.8279999999999998,1.3818560676532812,{"$f":"MIN($B$21*E5543,$B$26-L5542+G5543+H5543)","v":0},0,2.4378560676532768,{"$f":"MAX(0,L5542+I5543+K5543-G5543-H5543)","v":43.609856067653276}]
[1995,7,29,3.2,0,0.66,{"$f":"IF(2*( L5543/$C$26)  <0.5,D5544*F5544*      4         *(L5543/$C$26),D5544*F5544)","v":2.1120000000000001},{"$f":"MIN($B$22, MAX(0, L5543-$C$26))","v":0},0,{"$f":"MAX(0,L5543+I5544+$B$28-$B$26-H5544-G5544)","v":0},{"$f":"$B$28","v":2.4378560676532768},43.935712135306552]
[1995,7,30,4,0,0.66,2.64,0,0,0,2.4378560676532768,43.73356820295983]
[1995,7,31,2.4,0,0.66,1.5840000000000001,0,0,0,2.4378560676532768,44.587424270613106]
[1995,8,1,3,0,0.66,1.98,0,0,0,2.4378560676532768,45.045280338266387]
[1995,8,2,3,0,0.66,1.98,4.5280338266387332E-2,0,0,2.4378560676532768,45.457856067653282]
[1995,8,3,4,0,0.66,2.64,0.45785606765328168,0,0,2.4378560676532768,44.797856067653278]
[1995,8,4,3.4,0,0.66,2.2440000000000002,0,0,0,2.4378560676532768,44.991712135306557]
[1995,8,5,3.2,0,0.66,2.1120000000000001,0,0,0,2.4378560676532768,45.317568202959833]
[1995,8,6,3,0,0.66,1.98,0.31756820295983346,0,0,2.4378560676532768,45.457856067653282]
[1995,8,7,2.8,0,0.66,1.8479999999999999,0.45785606765328168,0,0,2.4378560676532768,45.58985606765328]
[1995,8,8,2.2000000000000002,0,0.66,1.4520000000000002,0.58985606765327958,0,0,2.4378560676532768,45.98585606765328]
[1995,8,9,3.6,0,0.66,2.3760000000000003,0.98585606765328038,0,0,2.4378560676532768,45.061856067653281]
[1995,8,10,3.2,0,0.66,2.1120000000000001,6.1856067653280888E-2,0,0,2.4378560676532768,45.325856067653277]
[1995,8,11,2.4,0.6,0.66,1.5840000000000001,0.32585606765327668,0.51,0,2.4378560676532768,46.363856067653273]
[1995,8,12,2,13.8,0.66,1.32,1.3638560676532734,11.73,0,2.4378560676532768,57.847856067653282]
[1995,8,13,2,8.6,0.66,1.32,5,7.31,0,2.4378560676532768,61.275712135306563]
[1995,8,14,1.5,13.1,0.66,0.99,5,11.135,0,2.4378560676532768,68.858568202959844]
[1995,8,15,1.3,13.7,0.66,0.8580000000000001,5,11.645,0,2.4378560676532768,77.083424270613108]
[1995,8,16,1.8,9,0.66,1.1880000000000002,5,7.6499999999999995,0,2.4378560676532768,80.983280338266383]
[1995,8,17,1.2,1,0.66,0.79200000000000004,5,0.85,0,2.4378560676532768,78.479136405919647]
[1995,8,18,2,0,0.66,1.32,5,0,0,2.4378560676532768,74.596992473572925]
[1995,8,19,3.4,0,0.66,2.2440000000000002,5,0,0,2.4378560676532768,69.790848541226197]
[1995,8,20,3.2,0,0.66,2.1120000000000001,5,0,0,2.4378560676532768,65.116704608879473]
[1995,8,21,3.2,0,0.66,2.1120000000000001,5,0,0,2.4378560676532768,60.44256067653275]
[1995,8,22,4.8,0,0.66,3.1680000000000001,5,0,0,2.4378560676532768,54.712416744186029]
[1995,8,23,4.5999999999999996,0,0.66,3.036,5,0,0,2.4378560676532768,49.114272811839307]
[1995,8,24,3.6,0,0.66,2.3760000000000003,4.1142728118393066,0,0,2.4378560676532768,45.061856067653281]
[1995,8,25,1.8,0,0.66,1.1880000000000002,6.1856067653280888E-2,0,0,2.4378560676532768,46.249856067653276]
[1995,8,26,3.2,0,0.66,2.1120000000000001,1.2498560676532762,0,0,2.4378560676532768,45.325856067653277]
[1995,8,27,3.2,0,0.66,2.1120000000000001,0.32585606765327668,0,0,2.4378560676532768,45.325856067653277]
[1995,8,28,4,0,0.66,2.64,0.32585606765327668,0,0,2.4378560676532768,44.797856067653278]
[1995,8,29,2.6,0,0.66,1.7160000000000002,0,0,0,2.4378560676532768,45.519712135306555]
[1995,8,30,3,0,0.66,1.98,0.51971213530655547,0,0,2.4378560676532768,45.457856067653282]
[1995,8,31,3.6,0,0.66,2.3760000000000003,0.45785606765328168,0,0,2.4378560676532768,45.061856067653281]
[1995,9,1,4.2,0,0.74,3.1080000000000001,6.1856067653280888E-2,0,0,2.4378560676532768,44.329856067653282]
[1995,9,2,2,24,0.74,1.48,0,20.399999999999999,0,2.4378560676532768,65.687712135306555]
[1995,9,3,0.8,1.2,0.74,0.59199999999999997,5,1.02,0,2.4378560676532768,63.553568202959823]
[1995,9,4,2.2000000000000002,0,0.74,1.6280000000000001,5,0,0,2.4378560676532768,59.363424270613095]
[1995,9,5,4,0,0.74,2.96,5,0,0,2.4378560676532768,53.841280338266372]
[1995,9,6,4.2,0,0.74,3.1080000000000001,5,0,0,2.4378560676532768,48.171136405919654]
[1995,9,7,4,0,0.74,2.96,3.1711364059196541,0,0,2.4378560676532768,44.477856067653278]
[1995,9,8,4,0,0.74,2.96,0,0,0,2.4378560676532768,43.955712135306555]
[1995,9,9,4,0,0.74,2.96,0,0,0,2.4378560676532768,43.433568202959833]
[1995,9,10,2.4,0,0.74,1.776,0,0,0,2.4378560676532768,44.095424270613108]
[1995,9,11,3.7,2.9,0.74,2.738,0,2.4649999999999999,0,2.4378560676532768,46.260280338266391]
[1995,9,12,3,0,0.74,2.2199999999999998,1.2602803382663907,0,0,2.4378560676532768,45.21785606765328]
[1995,9,13,3.8,0.2,0.74,2.8119999999999998,0.21785606765327969,0.17,0,2.4378560676532768,44.795856067653283]
[1995,9,14,3,0.2,0.74,2.2199999999999998,0,0.17,0,2.4378560676532768,45.183712135306564]
[1995,9,15,3.6,0,0.74,2.6640000000000001,0.18371213530656405,0,0,2.4378560676532768,44.773856067653277]
[1995,9,16,4.4000000000000004,0.2,0.74,3.2560000000000002,0,0.17,0,2.4378560676532768,44.125712135306557]
[1995,9,17,4,0,0.74,2.96,0,0,0,2.4378560676532768,43.603568202959835]
[1995,9,18,4,0.2,0.74,2.96,0,0.17,0,2.4378560676532768,43.251424270613114]
[1995,9,19,2.6,0.2,0.74,1.9239999999999999,0,0.17,0,2.4378560676532768,43.935280338266395]
[1995,9,20,1.8,1.2,0.74,1.3320000000000001,0,1.02,0,2.4378560676532768,46.061136405919676]
[1995,9,21,4.8,0.2,0.74,3.552,1.061136405919676,0.17,0,2.4378560676532768,44.055856067653281]
[1995,9,22,4.8,0.2,0.74,3.552,0,0.17,0,2.4378560676532768,43.111712135306561]
[1995,9,23,4.5999999999999996,0.2,0.74,3.4039999999999999,0,0.17,0,2.4378560676532768,42.315568202959838]
[1995,9,24,1.8,0.4,0.74,1.3320000000000001,0,0.34,0,2.4378560676532768,43.761424270613119]
[1995,9,25,2.2999999999999998,13.3,0.74,1.702,0,11.305,0,2.4378560676532768,55.802280338266399]
[1995,9,26,8,0,0.74,5.92,5,0,0,2.4378560676532768,47.320136405919676]
[1995,9,27,6.4,0,0.74,4.7359999999999998,2.3201364059196763,0,0,2.4378560676532768,42.701856067653281]
[1995,9,28,4,0,0.74,2.96,0,0,0,2.4378560676532768,42.179712135306559]
[1995,9,29,4,0,{"$f":"INDEX($Q$27:$T$27,CEILING((1+MOD(B5606,12))/3,1))","v":0.74},2.96,0,0,0,2.4378560676532768,41.657568202959837]
[1995,9,30,3.8,0,0.74,2.8119999999999998,0,{"$f":"MIN($B$21*E5607,$B$26-L5606+G5607+H5607)","v":0},0,2.4378560676532768,{"$f":"MAX(0,L5606+I5607+K5607-G5607-H5607)","v":41.283424270613118}]
[1995,10,1,2.2999999999999998,1.3,0.74,{"$f":"IF(2*( L5607/$C$26)  <0.5,D5608*F5608*      4         *(L5607/$C$26),D5608*F5608)","v":1.702},{"$f":"MIN($B$22, MAX(0, L5607-$C$26))","v":0},1.105,{"$f":"MAX(0,L5607+I5608+$B$28-$B$26-H5608-G5608)","v":0},{"$f":"$B$28","v":2.4378560676532768},43.124280338266395]
[1995,10,2,3.8,2,0.74,2.8119999999999998,0,1.7,0,2.4378560676532768,44.450136405919679]
[1995,10,3,3.4,0,0.74,2.516,0,0,0,2.4378560676532768,44.371992473572959]
[1995,10,4,3.5,0.3,0.74,2.59,0,0.255,0,2.4378560676532768,44.474848541226237]
[1995,10,5,4,0,0.74,2.96,0,0,0,2.4378560676532768,43.952704608879515]
[1995,10,6,4.5999999999999996,0,0.74,3.4039999999999999,0,0,0,2.4378560676532768,42.98656067653279]
[1995,10,7,2.8,0,0.74,2.0720000000000001,0,0,0,2.4378560676532768,43.352416744186066]
[1995,10,8,2,3.2,0.74,1.48,0,2.72,0,2.4378560676532768,47.030272811839346]
[1995,10,9,2.6,8.6,0.74,1.9239999999999999,2.030272811839346,7.31,0,2.4378560676532768,52.823856067653281]
[1995,10,10,4.4000000000000004,0.4,0.74,3.2560000000000002,5,0.34,0,2.4378560676532768,47.345712135306563]
[1995,10,11,4.2,0,0.74,3.1080000000000001,2.3457121353065631,0,0,2.4378560676532768,44.329856067653282]
[1995,10,12,5.6,0,0.74,4.1440000000000001,0,0,0,2.4378560676532768,42.623712135306562]
[1995,10,13,4.8,0,0.74,3.552,0,0,0,2.4378560676532768,41.509568202959841]
[1995,10,14,7.4,0,0.74,5.476,0,0,0,2.4378560676532768,38.47142427061312]
[1995,10,15,6.5,1.7,0.74,4.8099999999999996,0,1.4449999999999998,0,2.4378560676532768,37.544280338266397]
[1995,10,16,3.4,0.8,0.74,2.516,0,0.68,0,2.4378560676532768,38.146136405919677]
[1995,10,17,2.6,0,0.74,1.9239999999999999,0,0,0,2.4378560676532768,38.659992473572956]
[1995,10,18,4,0,0.74,2.96,0,0,0,2.4378560676532768,38.137848541226234]
[1995,10,19,5,0,0.74,3.7,0,0,0,2.4378560676532768,36.875704608879509]
[1995,10,20,4.8,0,0.74,3.552,0,0,0,2.4378560676532768,35.761560676532788]
[1995,10,21,3.6,0,0.74,2.6640000000000001,0,0,0,2.4378560676532768,35.535416744186065]
[1995,10,22,2.4,1.6,0.74,1.776,0,1.36,0,2.4378560676532768,37.55727281183934]
[1995,10,23,4.7,0.7,0.74,3.4780000000000002,0,0.59499999999999997,0,2.4378560676532768,37.112128879492616]
[1995,10,24,8,0.2,0.74,5.92,0,0.17,0,2.4378560676532768,33.799984947145894]
[1995,10,25,5,0.6,0.74,3.7,0,0.51,0,2.4378560676532768,33.047841014799168]
[1995,10,26,3,2,0.74,2.2199999999999998,0,1.7,0,2.4378560676532768,34.965697082452451]
[1995,10,27,2,9.6,0.74,1.48,0,8.16,0,2.4378560676532768,44.083553150105729]
[1995,10,28,3.8,0.4,0.74,2.8119999999999998,0,0.34,0,2.4378560676532768,44.049409217759013]
[1995,10,29,5,0,0.74,3.7,0,0,0,2.4378560676532768,42.787265285412289]
[1995,10,30,6.6,0,0.74,4.8839999999999995,0,0,0,2.4378560676532768,40.341121353065567]
[1995,10,31,4.9000000000000004,0.1,0.74,3.6260000000000003,0,8.5000000000000006E-2,0,2.4378560676532768,39.237977420718849]
[1995,11,1,2.4,4,0.74,1.776,0,3.4,0,2.4378560676532768,43.299833488372123]
[1995,11,2,1.6,0,0.74,1.1839999999999999,0,0,0,2.4378560676532768,44.553689556025404]
[1995,11,3,4.5999999999999996,0,0.74,3.4039999999999999,0,0,0,2.4378560676532768,43.587545623678679]
[1995,11,4,6.2,5.2,0.74,4.5880000000000001,0,4.42,0,2.4378560676532768,45.857401691331958]
[1995,11,5,4.5999999999999996,3.4,0.74,3.4039999999999999,0.8574016913319582,2.8899999999999997,0,2.4378560676532768,46.923856067653276]
[1995,11,6,4.5999999999999996,11,0.74,3.4039999999999999,1.9238560676532757,9.35,0,2.4378560676532768,53.383856067653284]
[1995,11,7,5.0999999999999996,1.3,0.74,3.7739999999999996,5,1.105,0,2.4378560676532768,48.152712135306558]
[1995,11,8,7.4,0,0.74,5.476,3.1527121353065581,0,0,2.4378560676532768,41.961856067653279]
[1995,11,9,6.8,0,0.74,5.032,0,0,0,2.4378560676532768,39.367712135306562]
[1995,11,10,6.6,0,0.74,4.8839999999999995,0,0,0,2.4378560676532768,36.92156820295984]
[1995,11,11,8,0,0.74,5.92,0,0,0,2.4378560676532768,33.439424270613117]
[1995,11,12,4.5999999999999996,0,0.74,3.4039999999999999,0,0,0,2.4378560676532768,32.473280338266392]
[1995,11,13,5.2,1.2,0.74,3.8479999999999999,0,1.02,0,2.4378560676532768,32.083136405919674]
[1995,11,14,5.6,0.6,0.74,4.1440000000000001,0,0.51,0,2.4378560676532768,30.886992473572953]
[1995,11,15,1.4,1.8,0.74,1.036,0,1.53,0,2.4378560676532768,33.818848541226231]
[1995,11,16,1.8,2.6,0.74,1.3320000000000001,0,2.21,0,2.4378560676532768,37.13470460887951]
[1995,11,17,1.2,22,0.74,0.88800000000000001,0,18.7,0,2.4378560676532768,57.384560676532786]
[1995,11,18,1.4,19.399999999999999,0.74,1.036,5,16.489999999999998,0,2.4378560676532768,70.276416744186051]
[1995,11,19,1.6,5.6,0.74,1.1839999999999999,5,4.76,0,2.4378560676532768,71.29027281183933]
[1995,11,20,6.2,34.200000000000003,0.74,4.5880000000000001,5,29.07,0,2.4378560676532768,93.210128879492615]
[1995,11,21,0.8,44,0.74,0.59199999999999997,5,23.381871120507384,2.4378560676532701,2.4378560676532768,113.43785606765327]
[1995,11,22,0.5,17.7,0.74,0.37,5,2.9321439323467287,2.4378560676532759,2.4378560676532768,113.43785606765327]
[1995,11,23,1.7,37.299999999999997,0.74,1.258,5,3.8201439323467286,2.437856067653267,2.4378560676532768,113.43785606765327]
[1995,11,24,5,14.4,0.74,3.7,5,6.2621439323467287,2.4378560676532741,2.4378560676532768,113.43785606765327]
[1995,11,25,4.9000000000000004,0.1,0.74,3.6260000000000003,5,8.5000000000000006E-2,0,2.4378560676532768,107.33471213530653]
[1995,11,26,7,0,0.74,5.18,5,0,0,2.4378560676532768,99.592568202959797]
[1995,11,27,4,0,0.74,2.96,5,0,0,2.4378560676532768,94.070424270613074]
[1995,11,28,10.8,0,0.74,7.992,5,0,0,2.4378560676532768,83.516280338266341]
[1995,11,29,9.8000000000000007,0,0.74,7.2520000000000007,5,0,0,2.4378560676532768,73.702136405919617]
[1995,11,30,7,0,0.74,5.18,5,0,0,2.4378560676532768,65.959992473572896]
[1995,12,1,6,0,0.78,4.68,5,0,0,2.4378560676532768,58.717848541226168]
[1995,12,2,5.8,2.6,{"$f":"INDEX($Q$27:$T$27,CEILING((1+MOD(B5670,12))/3,1))","v":0.78},4.524,5,2.21,0,2.4378560676532768,53.841704608879446]
[1995,12,3,4.4000000000000004,0,0.78,3.4320000000000004,5,{"$f":"MIN($B$21*E5671,$B$26-L5670+G5671+H5671)","v":0},0,2.4378560676532768,{"$f":"MAX(0,L5670+I5671+K5671-G5671-H5671)","v":47.847560676532723}]
[1995,12,4,5.8,0,0.78,{"$f":"IF(2*( L5671/$C$26)  <0.5,D5672*F5672*      4         *(L5671/$C$26),D5672*F5672)","v":4.524},{"$f":"MIN($B$22, MAX(0, L5671-$C$26))","v":2.8475606765327228},0,{"$f":"MAX(0,L5671+I5672+$B$28-$B$26-H5672-G5672)","v":0},{"$f":"$B$28","v":2.4378560676532768},42.913856067653278]
[1995,12,5,7,0,0.78,5.46,0,0,0,2.4378560676532768,39.891712135306555]
[1995,12,6,7,5.6,0.78,5.46,0,4.76,0,2.4378560676532768,41.629568202959831]
[1995,12,7,6,0,0.78,4.68,0,0,0,2.4378560676532768,39.38742427061311]
[1995,12,8,6.4,0,0.78,4.9920000000000009,0,0,0,2.4378560676532768,36.833280338266391]
[1995,12,9,6.4,0,0.78,4.9920000000000009,0,0,0,2.4378560676532768,34.279136405919672]
[1995,12,10,5.6,0,0.78,4.3679999999999994,0,0,0,2.4378560676532768,32.348992473572949]
[1995,12,11,7.2,19.600000000000001,0.78,5.6160000000000005,0,16.66,0,2.4378560676532768,45.830848541226224]
[1995,12,12,4.8,48.6,0.78,3.7439999999999998,0.83084854122622431,41.31,0,2.4378560676532768,85.003856067653288]
[1995,12,13,6.6,0,0.78,5.1479999999999997,5,0,0,2.4378560676532768,77.293712135306563]
[1995,12,14,4,0,0.78,3.12,5,0,0,2.4378560676532768,71.61156820295983]
[1995,12,15,5,0,0.78,3.9000000000000004,5,0,0,2.4378560676532768,65.149424270613096]
[1995,12,16,4.5999999999999996,0,0.78,3.5879999999999996,5,0,0,2.4378560676532768,58.999280338266367]
[1995,12,17,9,24.2,0.78,7.0200000000000005,5,20.57,0,2.4378560676532768,69.987136405919642]
[1995,12,18,6.8,3.2,0.78,5.3040000000000003,5,2.72,0,2.4378560676532768,64.840992473572911]
[1995,12,19,2.2000000000000002,1,0.78,1.7160000000000002,5,0.85,0,2.4378560676532768,61.412848541226182]
[1995,12,20,11.8,0,0.78,9.2040000000000006,5,0,0,2.4378560676532768,49.64670460887946]
[1995,12,21,8.6,0,0.78,6.7080000000000002,4.6467046088794604,0,0,2.4378560676532768,40.72985606765328]
[1995,12,22,7.6,3.8,0.78,5.9279999999999999,0,3.23,0,2.4378560676532768,40.469712135306558]
[1995,12,23,3.8,4.5999999999999996,0.78,2.964,0,3.9099999999999997,0,2.4378560676532768,43.853568202959835]
[1995,12,24,0,59.6,0.78,0,0,50.66,0,2.4378560676532768,96.951424270613103]
[1995,12,25,4.2,0.2,0.78,3.2760000000000002,5,0.17,0,2.4378560676532768,91.28328033826638]
[1995,12,26,5.8,0,0.78,4.524,5,0,0,2.4378560676532768,84.19713640591965]
[1995,12,27,5.8,0,0.78,4.524,5,0,0,2.4378560676532768,77.110992473572921]
[1995,12,28,4.5999999999999996,0,0.78,3.5879999999999996,5,0,0,2.4378560676532768,70.960848541226198]
[1995,12,29,5.6,0.6,0.78,4.3679999999999994,5,0.51,0,2.4378560676532768,64.54070460887948]
[1995,12,30,4.8,0.2,0.78,3.7439999999999998,5,0.17,0,2.4378560676532768,58.404560676532753]
[1995,12,31,6,0,0.78,4.68,5,0,0,2.4378560676532768,51.162416744186032]
[1996,1,1,5.6,0,0.78,4.3679999999999994,5,0,0,2.4378560676532768,44.232272811839309]
[1996,1,2,5.2,0.2,0.78,4.056,0,0.17,0,2.4378560676532768,42.784128879492592]
[1996,1,3,5.2,3,0.78,4.056,0,2.5499999999999998,0,2.4378560676532768,43.71598494714587]
[1996,1,4,0,60,0.78,0,0,51,0,2.4378560676532768,97.153841014799141]
[1996,1,5,1.2,7.8,0.78,0.93599999999999994,5,6.63,0,2.4378560676532768,100.2856970824524]
[1996,1,6,3.5,5.0999999999999996,0.78,2.73,5,4.335,0,2.4378560676532768,99.328553150105662]
[1996,1,7,3.9,1.9,0.78,3.0419999999999998,5,1.615,0,2.4378560676532768,95.339409217758927]
[1996,1,8,4.5999999999999996,0,0.78,3.5879999999999996,5,0,0,2.4378560676532768,89.189265285412205]
[1996,1,9,3,2,0.78,2.34,5,1.7,0,2.4378560676532768,85.987121353065476]
[1996,1,10,0,107.6,0.78,0,5,30.012878646934524,2.4378560676532715,2.4378560676532768,113.43785606765327]
[1996,1,11,0,97,0.78,0,5,2.5621439323467285,2.4378560676532715,2.4378560676532768,113.43785606765327]
[1996,1,12,3.2,3.6,0.78,2.4960000000000004,5,3.06,0.43971213530654474,2.4378560676532768,111.43971213530655]
[1996,1,13,5.9,0.1,0.78,4.6020000000000003,5,8.5000000000000006E-2,0,2.4378560676532768,104.36056820295981]
[1996,1,14,6,0,0.78,4.68,5,0,0,2.4378560676532768,97.118424270613076]
[1996,1,15,6.4,0,0.78,4.9920000000000009,5,0,0,2.4378560676532768,89.564280338266343]
[1996,1,16,4.5999999999999996,0,0.78,3.5879999999999996,5,0,0,2.4378560676532768,83.414136405919621]
[1996,1,17,6.4,0,0.78,4.9920000000000009,5,0,0,2.4378560676532768,75.859992473572888]
[1996,1,18,5.6,0,0.78,4.3679999999999994,5,0,0,2.4378560676532768,68.929848541226164]
[1996,1,19,4.4000000000000004,1.2,0.78,3.4320000000000004,5,1.02,0,2.4378560676532768,63.955704608879429]
[1996,1,20,6.8,0,0.78,5.3040000000000003,5,0,0,2.4378560676532768,56.089560676532699]
[1996,1,21,6.2,0,0.78,4.8360000000000003,5,0,0,2.4378560676532768,48.691416744185979]
[1996,1,22,5.4,2.4,0.78,4.2120000000000006,3.6914167441859789,2.04,0,2.4378560676532768,45.265856067653274]
[1996,1,23,6.4,46.4,0.78,4.9920000000000009,0.26585606765327441,39.44,0,2.4378560676532768,81.885856067653265]
[1996,1,24,2,7.4,0.78,1.56,5,6.29,0,2.4378560676532768,84.05371213530654]
[1996,1,25,5,0,0.78,3.9000000000000004,5,0,0,2.4378560676532768,77.591568202959806]
[1996,1,26,5.4,10.6,0.78,4.2120000000000006,5,9.01,0,2.4378560676532768,79.827424270613079]
[1996,1,27,5.8,0,0.78,4.524,5,0,0,2.4378560676532768,72.74128033826635]
[1996,1,28,7.4,6.8,0.78,5.7720000000000002,5,5.7799999999999994,0,2.4378560676532768,70.187136405919617]
[1996,1,29,5.9,0.3,0.78,4.6020000000000003,5,0.255,0,2.4378560676532768,63.27799247357288]
[1996,1,30,6.2,0,0.78,4.8360000000000003,5,0,0,2.4378560676532768,55.879848541226153]
[1996,1,31,7.2,0,0.78,5.6160000000000005,5,0,0,2.4378560676532768,47.701704608879432]
[1996,2,1,6.6,0,0.78,5.1479999999999997,2.7017046088794316,0,0,2.4378560676532768,42.289856067653282]
[1996,2,2,5.6,0,0.78,4.3679999999999994,0,0,0,2.4378560676532768,40.359712135306559]
[1996,2,3,7.2,0,0.78,5.6160000000000005,0,0,0,2.4378560676532768,37.181568202959838]
[1996,2,4,6.8,0,{"$f":"INDEX($Q$27:$T$27,CEILING((1+MOD(B5734,12))/3,1))","v":0.78},5.3040000000000003,0,0,0,2.4378560676532768,34.315424270613114]
[1996,2,5,5.2,0,0.78,4.056,0,{"$f":"MIN($B$21*E5735,$B$26-L5734+G5735+H5735)","v":0},0,2.4378560676532768,{"$f":"MAX(0,L5734+I5735+K5735-G5735-H5735)","v":32.697280338266395}]
[1996,2,6,6.2,0,0.78,{"$f":"IF(2*( L5735/$C$26)  <0.5,D5736*F5736*      4         *(L5735/$C$26),D5736*F5736)","v":4.8360000000000003},{"$f":"MIN($B$22, MAX(0, L5735-$C$26))","v":0},0,{"$f":"MAX(0,L5735+I5736+$B$28-$B$26-H5736-G5736)","v":0},{"$f":"$B$28","v":2.4378560676532768},30.299136405919675]
[1996,2,7,4.8,0,0.78,3.7439999999999998,0,0,0,2.4378560676532768,28.992992473572954]
[1996,2,8,7,0,0.78,5.46,0,0,0,2.4378560676532768,25.970848541226232]
[1996,2,9,7.6,0,0.78,5.9279999999999999,0,0,0,2.4378560676532768,22.48070460887951]
[1996,2,10,4.5999999999999996,0.6,0.78,3.5879999999999996,0,0.51,0,2.4378560676532768,21.840560676532789]
[1996,2,11,7.2,0,0.78,5.6160000000000005,0,0,0,2.4378560676532768,18.662416744186068]
[1996,2,12,4.8,0,0.78,3.7439999999999998,0,0,0,2.4378560676532768,17.356272811839347]
[1996,2,13,7.4,0,0.78,5.7720000000000002,0,0,0,2.4378560676532768,14.022128879492625]
[1996,2,14,6,4.2,0.78,4.68,0,3.57,0,2.4378560676532768,15.349984947145899]
[1996,2,15,4.4000000000000004,30.8,0.78,3.4320000000000004,0,26.18,0,2.4378560676532768,40.535841014799175]
[1996,2,16,5.2,26,0.78,4.056,0,22.099999999999998,0,2.4378560676532768,61.017697082452443]
[1996,2,17,1.4,1.6,0.78,1.0919999999999999,5,1.36,0,2.4378560676532768,58.723553150105715]
[1996,2,18,4.4000000000000004,0.4,0.78,3.4320000000000004,5,0.34,0,2.4378560676532768,53.069409217758995]
[1996,2,19,4.4000000000000004,0.2,0.78,3.4320000000000004,5,0.17,0,2.4378560676532768,47.245265285412273]
[1996,2,20,4.8,0,0.78,3.7439999999999998,2.2452652854122732,0,0,2.4378560676532768,43.693856067653279]
[1996,2,21,6.8,24,0.78,5.3040000000000003,0,20.399999999999999,0,2.4378560676532768,61.227712135306547]
[1996,2,22,5,27.8,0.78,3.9000000000000004,5,23.63,0,2.4378560676532768,78.395568202959808]
[1996,2,23,6.4,1.4,0.78,4.9920000000000009,5,1.19,0,2.4378560676532768,72.031424270613073]
[1996,2,24,4.5,10.1,0.78,3.5100000000000002,5,8.5849999999999991,0,2.4378560676532768,74.544280338266333]
[1996,2,25,5.3,9.3000000000000007,0.78,4.1340000000000003,5,7.9050000000000002,0,2.4378560676532768,75.753136405919605]
[1996,2,26,5.6,4,0.78,4.3679999999999994,5,3.4,0,2.4378560676532768,72.222992473572887]
[1996,2,27,2.8,5.2,0.78,2.1839999999999997,5,4.42,0,2.4378560676532768,71.896848541226163]
[1996,2,28,3.8,0,0.78,2.964,5,0,0,2.4378560676532768,66.370704608879436]
[1996,2,29,5.8,0,0.78,4.524,5,0,0,2.4378560676532768,59.284560676532706]
[1996,3,1,2.2000000000000002,13.4,0.75,1.6500000000000001,5,11.39,0,2.4378560676532768,66.462416744185973]
[1996,3,2,3,3.4,0.75,2.25,5,2.8899999999999997,0,2.4378560676532768,64.540272811839245]
[1996,3,3,4.4000000000000004,0.2,0.75,3.3000000000000003,5,0.17,0,2.4378560676532768,58.848128879492521]
[1996,3,4,5.6,0,0.75,4.1999999999999993,5,0,0,2.4378560676532768,52.085984947145803]
[1996,3,5,3.4,1,0.75,2.5499999999999998,5,0.85,0,2.4378560676532768,47.823841014799086]
[1996,3,6,5,5.6,0.75,3.75,2.8238410147990862,4.76,0,2.4378560676532768,48.447856067653277]
[1996,3,7,4,4,0.75,3,3.4478560676532766,3.4,0,2.4378560676532768,47.837856067653277]
[1996,3,8,5,0,0.75,3.75,2.8378560676532771,0,0,2.4378560676532768,43.687856067653279]
[1996,3,9,4.3,16.100000000000001,0.75,3.2249999999999996,0,13.685,0,2.4378560676532768,56.585712135306558]
[1996,3,10,2.1,45.9,0.75,1.5750000000000002,5,39.015000000000001,0,2.4378560676532768,91.463568202959834]
[1996,3,11,3.2,29.6,0.75,2.4000000000000004,5,25.16,0.66142427061310194,2.4378560676532768,111.6614242706131]
[1996,3,12,3.2,11.2,0.75,2.4000000000000004,5,6.7385757293869037,2.4378560676532768,2.4378560676532768,113.43785606765327]
[1996,3,13,5.6,2,0.75,4.1999999999999993,5,1.7,0,2.4378560676532768,108.37571213530654]
[1996,3,14,4,0,0.75,3,5,0,0,2.4378560676532768,102.81356820295981]
[1996,3,15,4,0,0.75,3,5,0,0,2.4378560676532768,97.251424270613086]
[1996,3,16,4.5999999999999996,0,0.75,3.4499999999999997,5,0,0,2.4378560676532768,91.239280338266354]
[1996,3,17,5.6,0,0.75,4.1999999999999993,5,0,0,2.4378560676532768,84.477136405919623]
[1996,3,18,6.2,6.6,0.75,4.6500000000000004,5,5.6099999999999994,0,2.4378560676532768,82.874992473572888]
[1996,3,19,4.4000000000000004,5.4,0.75,3.3000000000000003,5,4.59,0,2.4378560676532768,81.602848541226166]
[1996,3,20,3.8,0,0.75,2.8499999999999996,5,0,0,2.4378560676532768,76.190704608879443]
[1996,3,21,5,4.2,0.75,3.75,5,3.57,0,2.4378560676532768,73.448560676532708]
[1996,3,22,5.4,0.2,0.75,4.0500000000000007,5,0.17,0,2.4378560676532768,67.006416744185984]
[1996,3,23,3.4,6.2,0.75,2.5499999999999998,5,5.27,0,2.4378560676532768,67.164272811839254]
[1996,3,24,2.6,6.2,0.75,1.9500000000000002,5,5.27,0,2.4378560676532768,67.922128879492519]
[1996,3,25,4.4000000000000004,8.8000000000000007,0.75,3.3000000000000003,5,7.48,0,2.4378560676532768,69.539984947145797]
[1996,3,26,2.6,1.6,0.75,1.9500000000000002,5,1.36,0,2.4378560676532768,66.387841014799065]
[1996,3,27,3.2,9,0.75,2.4000000000000004,5,7.6499999999999995,0,2.4378560676532768,69.075697082452336]
[1996,3,28,3.2,8,0.75,2.4000000000000004,5,6.8,0,2.4378560676532768,70.913553150105599]
[1996,3,29,4.2,3.6,0.75,3.1500000000000004,5,3.06,0,2.4378560676532768,68.261409217758867]
[1996,3,30,3.6,0.2,0.75,2.7,5,0.17,0,2.4378560676532768,63.169265285412138]
[1996,3,31,3.2,0,0.75,2.4000000000000004,5,0,0,2.4378560676532768,58.207121353065411]
[1996,4,1,4.4000000000000004,0.4,0.75,3.3000000000000003,5,0.34,0,2.4378560676532768,52.684977420718695]
[1996,4,2,3.6,0,0.75,2.7,5,0,0,2.4378560676532768,47.422833488371971]
[1996,4,3,4,0,0.75,3,2.4228334883719711,0,0,2.4378560676532768,44.437856067653279]
[1996,4,4,5,0,0.75,3.75,0,0,0,2.4378560676532768,43.125712135306557]
[1996,4,5,5.2,0,0.75,3.9000000000000004,0,0,0,2.4378560676532768,41.663568202959837]
[1996,4,6,4.5999999999999996,0,0.75,3.4499999999999997,0,0,0,2.4378560676532768,40.651424270613113]
[1996,4,7,4,0,0.75,3,0,0,0,2.4378560676532768,40.089280338266391]
[1996,4,8,4.2,0,{"$f":"INDEX($Q$27:$T$27,CEILING((1+MOD(B5798,12))/3,1))","v":0.75},3.1500000000000004,0,0,0,2.4378560676532768,39.377136405919671]
[1996,4,9,3.8,0,0.75,2.8499999999999996,0,{"$f":"MIN($B$21*E5799,$B$26-L5798+G5799+H5799)","v":0},0,2.4378560676532768,{"$f":"MAX(0,L5798+I5799+K5799-G5799-H5799)","v":38.964992473572948}]
[1996,4,10,2.8,0,0.75,{"$f":"IF(2*( L5799/$C$26)  <0.5,D5800*F5800*      4         *(L5799/$C$26),D5800*F5800)","v":2.0999999999999996},{"$f":"MIN($B$22, MAX(0, L5799-$C$26))","v":0},0,{"$f":"MAX(0,L5799+I5800+$B$28-$B$26-H5800-G5800)","v":0},{"$f":"$B$28","v":2.4378560676532768},39.302848541226226]
[1996,4,11,5,0,0.75,3.75,0,0,0,2.4378560676532768,37.990704608879504]
[1996,4,12,5.6,0,0.75,4.1999999999999993,0,0,0,2.4378560676532768,36.22856067653278]
[1996,4,13,4.8,0,0.75,3.5999999999999996,0,0,0,2.4378560676532768,35.066416744186057]
[1996,4,14,3.8,0,0.75,2.8499999999999996,0,0,0,2.4378560676532768,34.654272811839334]
[1996,4,15,5.8,0,0.75,4.3499999999999996,0,0,0,2.4378560676532768,32.742128879492611]
[1996,4,16,3,0,0.75,2.25,0,0,0,2.4378560676532768,32.92998494714589]
[1996,4,17,3.2,0,0.75,2.4000000000000004,0,0,0,2.4378560676532768,32.96784101479917]
[1996,4,18,3,0,0.75,2.25,0,0,0,2.4378560676532768,33.155697082452448]
[1996,4,19,5.2,0,0.75,3.9000000000000004,0,0,0,2.4378560676532768,31.693553150105728]
[1996,4,20,2.2000000000000002,0,0.75,1.6500000000000001,0,0,0,2.4378560676532768,32.481409217759008]
[1996,4,21,2.6,0,0.75,1.9500000000000002,0,0,0,2.4378560676532768,32.969265285412284]
[1996,4,22,3.4,0,0.75,2.5499999999999998,0,0,0,2.4378560676532768,32.857121353065565]
[1996,4,23,3.2,0.4,0.75,2.4000000000000004,0,0.34,0,2.4378560676532768,33.234977420718849]
[1996,4,24,1.6,10.8,0.75,1.2000000000000002,0,9.18,0,2.4378560676532768,43.652833488372124]
[1996,4,25,0.2,9.6,0.75,0.15000000000000002,0,8.16,0,2.4378560676532768,54.100689556025401]
[1996,4,26,2.6,0.4,0.75,1.9500000000000002,5,0.34,0,2.4378560676532768,49.92854562367868]
[1996,4,27,1.2,0.2,0.75,0.89999999999999991,4.92854562367868,0.17,0,2.4378560676532768,46.707856067653282]
[1996,4,28,1,2.8,0.75,0.75,1.7078560676532817,2.38,0,2.4378560676532768,49.067856067653281]
[1996,4,29,3.2,4.4000000000000004,0.75,2.4000000000000004,4.0678560676532811,3.74,0,2.4378560676532768,48.777856067653282]
[1996,4,30,1.6,3.6,0.75,1.2000000000000002,3.777856067653282,3.06,0,2.4378560676532768,49.297856067653278]
[1996,5,1,0,65.599999999999994,0.75,0,4.297856067653278,55.759999999999991,0,2.4378560676532768,103.19785606765325]
[1996,5,2,0,69,0.75,0,5,12.802143932346752,2.4378560676532715,2.4378560676532768,113.43785606765327]
[1996,5,3,0,81,0.75,0,5,2.5621439323467285,2.4378560676532715,2.4378560676532768,113.43785606765327]
[1996,5,4,0.8,10,0.75,0.60000000000000009,5,3.1621439323467286,2.4378560676532657,2.4378560676532768,113.43785606765327]
[1996,5,5,1,4.4000000000000004,0.75,0.75,5,3.3121439323467285,2.4378560676532715,2.4378560676532768,113.43785606765327]
[1996,5,6,2.4,10.8,0.75,1.7999999999999998,5,4.3621439323467284,2.4378560676532688,2.4378560676532768,113.43785606765327]
[1996,5,7,0,96.4,0.75,0,5,2.5621439323467285,2.4378560676532715,2.4378560676532768,113.43785606765327]
[1996,5,8,1.6,0.4,0.75,1.2000000000000002,5,0.34,0,2.4378560676532768,110.01571213530654]
[1996,5,9,2.2000000000000002,6.2,0.75,1.6500000000000001,5,5.27,7.3568202959810813E-2,2.4378560676532768,111.07356820295981]
[1996,5,10,2.5,0.7,0.75,1.875,5,0.59499999999999997,0,2.4378560676532768,107.23142427061308]
[1996,5,11,2.4,0.2,0.75,1.7999999999999998,5,0.17,0,2.4378560676532768,103.03928033826635]
[1996,5,12,2.4,0,0.75,1.7999999999999998,5,0,0,2.4378560676532768,98.677136405919626]
[1996,5,13,3,0,0.75,2.25,5,0,0,2.4378560676532768,93.864992473572897]
[1996,5,14,3.8,17.399999999999999,0.75,2.8499999999999996,5,14.79,0,2.4378560676532768,103.24284854122617]
[1996,5,15,0,50.8,0.75,0,5,12.757151458773833,2.4378560676532715,2.4378560676532768,113.43785606765327]
[1996,5,16,0,126.6,0.75,0,5,2.5621439323467285,2.4378560676532715,2.4378560676532768,113.43785606765327]
[1996,5,17,3.6,10,0.75,2.7,5,5.2621439323467287,2.4378560676532741,2.4378560676532768,113.43785606765327]
[1996,5,18,1.6,40.6,0.75,1.2000000000000002,5,3.7621439323467287,2.4378560676532741,2.4378560676532768,113.43785606765327]
[1996,5,19,1.2,9.6,0.75,0.89999999999999991,5,3.4621439323467285,2.4378560676532772,2.4378560676532768,113.43785606765327]
[1996,5,20,2.6,0,0.75,1.9500000000000002,5,0,0,2.4378560676532768,108.92571213530654]
[1996,5,21,3.2,5.4,0.75,2.4000000000000004,5,4.59,0,2.4378560676532768,108.55356820295981]
[1996,5,22,2.2000000000000002,0,0.75,1.6500000000000001,5,0,0,2.4378560676532768,104.34142427061308]
[1996,5,23,3,0,0.75,2.25,5,0,0,2.4378560676532768,99.529280338266346]
[1996,5,24,2,0,0.75,1.5,5,0,0,2.4378560676532768,95.467136405919618]
[1996,5,25,2.4,0,0.75,1.7999999999999998,5,0,0,2.4378560676532768,91.104992473572892]
[1996,5,26,2.2000000000000002,3,0.75,1.6500000000000001,5,2.5499999999999998,0,2.4378560676532768,89.442848541226155]
[1996,5,27,1.3,3.5,0.75,0.97500000000000009,5,2.9750000000000001,0,2.4378560676532768,88.880704608879427]
[1996,5,28,1.6,0,0.75,1.2000000000000002,5,0,0,2.4378560676532768,85.118560676532695]
[1996,5,29,3,0,0.75,2.25,5,0,0,2.4378560676532768,80.306416744185967]
[1996,5,30,1.8,1.8,0.75,1.35,5,1.53,0,2.4378560676532768,77.924272811839245]
[1996,5,31,1.8,0,0.75,1.35,5,0,0,2.4378560676532768,74.012128879492522]
[1996,6,1,1,0,0.66,0.66,5,0,0,2.4378560676532768,70.789984947145797]
[1996,6,2,1,0.6,0.66,0.66,5,0.51,0,2.4378560676532768,68.077841014799077]
[1996,6,3,2,3.8,0.66,1.32,5,3.23,0,2.4378560676532768,67.425697082452359]
[1996,6,4,1.2,0.4,0.66,0.79200000000000004,5,0.34,0,2.4378560676532768,64.411553150105632]
[1996,6,5,2,1.4,0.66,1.32,5,1.19,0,2.4378560676532768,61.719409217758908]
[1996,6,6,1,9,0.66,0.66,5,7.6499999999999995,0,2.4378560676532768,66.147265285412189]
[1996,6,7,2.4,0,0.66,1.5840000000000001,5,0,0,2.4378560676532768,62.001121353065457]
[1996,6,8,2.2000000000000002,0,0.66,1.4520000000000002,5,0,0,2.4378560676532768,57.986977420718731]
[1996,6,9,1.8,0,0.66,1.1880000000000002,5,0,0,2.4378560676532768,54.236833488372007]
[1996,6,10,1.4,1.2,0.66,0.92399999999999993,5,1.02,0,2.4378560676532768,51.770689556025289]
[1996,6,11,2.2000000000000002,3.6,{"$f":"INDEX($Q$27:$T$27,CEILING((1+MOD(B5862,12))/3,1))","v":0.66},1.4520000000000002,5,3.06,0,2.4378560676532768,50.816545623678572]
[1996,6,12,0,71.2,0.66,0,5,{"$f":"MIN($B$21*E5863,$B$26-L5862+G5863+H5863)","v":60.52},0,2.4378560676532768,{"$f":"MAX(0,L5862+I5863+K5863-G5863-H5863)","v":108.77440169133185}]
[1996,6,13,3.4,41,0.66,{"$f":"IF(2*( L5863/$C$26)  <0.5,D5864*F5864*      4         *(L5863/$C$26),D5864*F5864)","v":2.2440000000000002},{"$f":"MIN($B$22, MAX(0, L5863-$C$26))","v":5},9.4695983086681537,{"$f":"MAX(0,L5863+I5864+$B$28-$B$26-H5864-G5864)","v":2.437856067653271},{"$f":"$B$28","v":2.4378560676532768},113.43785606765327]
[1996,6,14,3.4,23.8,0.66,2.2440000000000002,5,4.8061439323467283,2.437856067653271,2.4378560676532768,113.43785606765327]
[1996,6,15,0.8,25.2,0.66,0.52800000000000002,5,3.0901439323467286,2.4378560676532772,2.4378560676532768,113.43785606765327]
[1996,6,16,0.8,23.2,0.66,0.52800000000000002,5,3.0901439323467286,2.4378560676532772,2.4378560676532768,113.43785606765327]
[1996,6,17,0.8,5.2,0.66,0.52800000000000002,5,3.0901439323467286,2.4378560676532772,2.4378560676532768,113.43785606765327]
[1996,6,18,0.6,0,0.66,0.39600000000000002,5,0,0,2.4378560676532768,110.47971213530654]
[1996,6,19,2.6,0,0.66,1.7160000000000002,5,0,0,2.4378560676532768,106.20156820295982]
[1996,6,20,1.6,0,0.66,1.056,5,0,0,2.4378560676532768,102.58342427061309]
[1996,6,21,3.4,0,0.66,2.2440000000000002,5,0,0,2.4378560676532768,97.777280338266365]
[1996,6,22,1,1.2,0.66,0.66,5,1.02,0,2.4378560676532768,95.575136405919636]
[1996,6,23,1.8,0,0.66,1.1880000000000002,5,0,0,2.4378560676532768,91.824992473572905]
[1996,6,24,5.4,0,0.66,3.5640000000000005,5,0,0,2.4378560676532768,85.69884854122617]
[1996,6,25,3,0,0.66,1.98,5,0,0,2.4378560676532768,81.156704608879437]
[1996,6,26,2,0,0.66,1.32,5,0,0,2.4378560676532768,77.274560676532715]
[1996,6,27,3.6,0,0.66,2.3760000000000003,5,0,0,2.4378560676532768,72.336416744185982]
[1996,6,28,4.5999999999999996,0,0.66,3.036,5,0,0,2.4378560676532768,66.738272811839252]
[1996,6,29,2,0,0.66,1.32,5,0,0,2.4378560676532768,62.85612887949253]
[1996,6,30,3.2,0,0.66,2.1120000000000001,5,0,0,2.4378560676532768,58.1819849471458]
[1996,7,1,3.8,0,0.66,2.508,5,0,0,2.4378560676532768,53.111841014799076]
[1996,7,2,1.6,0,0.66,1.056,5,0,0,2.4378560676532768,49.493697082452357]
[1996,7,3,2.8,0,0.66,1.8479999999999999,4.493697082452357,0,0,2.4378560676532768,45.58985606765328]
[1996,7,4,1.2,0,0.66,0.79200000000000004,0.58985606765327958,0,0,2.4378560676532768,46.645856067653277]
[1996,7,5,1.2,0,0.66,0.79200000000000004,1.645856067653277,0,0,2.4378560676532768,46.645856067653277]
[1996,7,6,1.4,0,0.66,0.92399999999999993,1.645856067653277,0,0,2.4378560676532768,46.513856067653279]
[1996,7,7,2.6,0,0.66,1.7160000000000002,1.5138560676532791,0,0,2.4378560676532768,45.721856067653277]
[1996,7,8,2.4,0,0.66,1.5840000000000001,0.72185606765327748,0,0,2.4378560676532768,45.853856067653275]
[1996,7,9,1,0,0.66,0.66,0.85385606765327537,0,0,2.4378560676532768,46.777856067653282]
[1996,7,10,1,4,0.66,0.66,1.777856067653282,3.4,0,2.4378560676532768,50.177856067653281]
[1996,7,11,2.8,0,0.66,1.8479999999999999,5,0,0,2.4378560676532768,45.76771213530656]
[1996,7,12,2,0,0.66,1.32,0.76771213530656013,0,0,2.4378560676532768,46.117856067653278]
[1996,7,13,3.2,0,0.66,2.1120000000000001,1.1178560676532783,0,0,2.4378560676532768,45.325856067653277]
[1996,7,14,3.2,0,0.66,2.1120000000000001,0.32585606765327668,0,0,2.4378560676532768,45.325856067653277]
[1996,7,15,4.4000000000000004,0,0.66,2.9040000000000004,0.32585606765327668,0,0,2.4378560676532768,44.533856067653275]
[1996,7,16,2.2000000000000002,0,0.66,1.4520000000000002,0,0,0,2.4378560676532768,45.519712135306555]
[1996,7,17,4.5999999999999996,0,0.66,3.036,0.51971213530655547,0,0,2.4378560676532768,44.401856067653277]
[1996,7,18,0.4,0,0.66,0.26400000000000001,0,0,0,2.4378560676532768,46.575712135306553]
[1996,7,19,3.8,0,0.66,2.508,1.5757121353065529,0,0,2.4378560676532768,44.929856067653276]
[1996,7,20,3,0,0.66,1.98,0,0,0,2.4378560676532768,45.387712135306558]
[1996,7,21,4.8,0,0.66,3.1680000000000001,0.38771213530655757,0,0,2.4378560676532768,44.269856067653279]
[1996,7,22,5.2,0,0.66,3.4320000000000004,0,0,0,2.4378560676532768,43.275712135306556]
[1996,7,23,2.6,0,0.66,1.7160000000000002,0,0,0,2.4378560676532768,43.997568202959833]
[1996,7,24,4.2,0,0.66,2.7720000000000002,0,0,0,2.4378560676532768,43.663424270613113]
[1996,7,25,2.8,0,0.66,1.8479999999999999,0,0,0,2.4378560676532768,44.253280338266393]
[1996,7,26,2.8,0,0.66,1.8479999999999999,0,0,0,2.4378560676532768,44.843136405919672]
[1996,7,27,0.6,5.2,0.66,0.39600000000000002,0,4.42,0,2.4378560676532768,51.304992473572952]
[1996,7,28,0,70,0.66,0,5,59.5,0,2.4378560676532768,108.24284854122622]
[1996,7,29,3.8,0,0.66,2.508,5,0,0,2.4378560676532768,103.1727046088795]
[1996,7,30,2,0,0.66,1.32,5,0,0,2.4378560676532768,99.290560676532778]
[1996,7,31,4.2,0,0.66,2.7720000000000002,5,0,0,2.4378560676532768,93.956416744186043]
[1996,8,1,3.4,0,0.66,2.2440000000000002,5,0,0,2.4378560676532768,89.150272811839315]
[1996,8,2,4,0,0.66,2.64,5,0,0,2.4378560676532768,83.948128879492586]
[1996,8,3,5.4,0,0.66,3.5640000000000005,5,0,0,2.4378560676532768,77.82198494714585]
[1996,8,4,3.8,0,0.66,2.508,5,0,0,2.4378560676532768,72.751841014799126]
[1996,8,5,5.2,0,0.66,3.4320000000000004,5,0,0,2.4378560676532768,66.757697082452395]
[1996,8,6,3.6,0,0.66,2.3760000000000003,5,0,0,2.4378560676532768,61.819553150105662]
[1996,8,7,3.2,0,0.66,2.1120000000000001,5,0,0,2.4378560676532768,57.145409217758932]
[1996,8,8,1.6,0.2,0.66,1.056,5,0.17,0,2.4378560676532768,53.697265285412215]
[1996,8,9,3.8,0,0.66,2.508,5,0,0,2.4378560676532768,48.62712135306549]
[1996,8,10,1,0,0.66,0.66,3.6271213530654904,0,0,2.4378560676532768,46.777856067653282]
[1996,8,11,2.8,0,0.66,1.8479999999999999,1.777856067653282,0,0,2.4378560676532768,45.58985606765328]
[1996,8,12,3.2,0,0.66,2.1120000000000001,0.58985606765327958,0,0,2.4378560676532768,45.325856067653277]
[1996,8,13,4,0,0.66,2.64,0.32585606765327668,0,0,2.4378560676532768,44.797856067653278]
[1996,8,14,4.5999999999999996,0,{"$f":"INDEX($Q$27:$T$27,CEILING((1+MOD(B5926,12))/3,1))","v":0.66},3.036,0,0,0,2.4378560676532768,44.199712135306555]
[1996,8,15,3.6,0,0.66,2.3760000000000003,0,{"$f":"MIN($B$21*E5927,$B$26-L5926+G5927+H5927)","v":0},0,2.4378560676532768,{"$f":"MAX(0,L5926+I5927+K5927-G5927-H5927)","v":44.261568202959836}]
[1996,8,16,5.6,0,0.66,{"$f":"IF(2*( L5927/$C$26)  <0.5,D5928*F5928*      4         *(L5927/$C$26),D5928*F5928)","v":3.6959999999999997},{"$f":"MIN($B$22, MAX(0, L5927-$C$26))","v":0},0,{"$f":"MAX(0,L5927+I5928+$B$28-$B$26-H5928-G5928)","v":0},{"$f":"$B$28","v":2.4378560676532768},43.003424270613117]
[1996,8,17,2,4.2,0.66,1.32,0,3.57,0,2.4378560676532768,47.691280338266395]
[1996,8,18,1,5.6,0.66,0.66,2.6912803382663952,4.76,0,2.4378560676532768,51.53785606765328]
[1996,8,19,3.6,0,0.66,2.3760000000000003,5,0,0,2.4378560676532768,46.599712135306561]
[1996,8,20,4.8,0,0.66,3.1680000000000001,1.5997121353065609,0,0,2.4378560676532768,44.269856067653279]
[1996,8,21,3.6,0,0.66,2.3760000000000003,0,0,0,2.4378560676532768,44.33171213530656]
[1996,8,22,2.4,0,0.66,1.5840000000000001,0,0,0,2.4378560676532768,45.185568202959836]
[1996,8,23,4.8,0,0.66,3.1680000000000001,0.18556820295983556,0,0,2.4378560676532768,44.269856067653279]
[1996,8,24,2.6,0,0.66,1.7160000000000002,0,0,0,2.4378560676532768,44.991712135306557]
[1996,8,25,1.6,5.6,0.66,1.056,0,4.76,0,2.4378560676532768,51.133568202959836]
[1996,8,26,3.6,0,0.66,2.3760000000000003,5,0,0,2.4378560676532768,46.195424270613117]
[1996,8,27,2.4,0,0.66,1.5840000000000001,1.1954242706131168,0,0,2.4378560676532768,45.853856067653275]
[1996,8,28,3.4,0,0.66,2.2440000000000002,0.85385606765327537,0,0,2.4378560676532768,45.193856067653279]
[1996,8,29,2.2000000000000002,0,0.66,1.4520000000000002,0.19385606765327879,0,0,2.4378560676532768,45.98585606765328]
[1996,8,30,4.4000000000000004,12.8,0.66,2.9040000000000004,0.98585606765328038,10.88,0,2.4378560676532768,55.413856067653278]
[1996,8,31,2.2000000000000002,20.6,0.66,1.4520000000000002,5,17.510000000000002,0,2.4378560676532768,68.909712135306549]
[1996,9,1,5.2,0,0.74,3.8479999999999999,5,0,0,2.4378560676532768,62.499568202959821]
[1996,9,2,5.2,0,0.74,3.8479999999999999,5,0,0,2.4378560676532768,56.089424270613094]
[1996,9,3,5.8,0,0.74,4.2919999999999998,5,0,0,2.4378560676532768,49.235280338266371]
[1996,9,4,6.2,0,0.74,4.5880000000000001,4.2352803382663708,0,0,2.4378560676532768,42.849856067653278]
[1996,9,5,2.6,0,0.74,1.9239999999999999,0,0,0,2.4378560676532768,43.363712135306557]
[1996,9,6,4.4000000000000004,0,0.74,3.2560000000000002,0,0,0,2.4378560676532768,42.545568202959835]
[1996,9,7,5.6,0,0.74,4.1440000000000001,0,0,0,2.4378560676532768,40.839424270613115]
[1996,9,8,4,0,0.74,2.96,0,0,0,2.4378560676532768,40.317280338266393]
[1996,9,9,6.8,0,0.74,5.032,0,0,0,2.4378560676532768,37.723136405919675]
[1996,9,10,3.8,0,0.74,2.8119999999999998,0,0,0,2.4378560676532768,37.348992473572956]
[1996,9,11,5.2,0,0.74,3.8479999999999999,0,0,0,2.4378560676532768,35.938848541226236]
[1996,9,12,3.2,0,0.74,2.3679999999999999,0,0,0,2.4378560676532768,36.008704608879512]
[1996,9,13,7.6,0,0.74,5.6239999999999997,0,0,0,2.4378560676532768,32.822560676532788]
[1996,9,14,6.8,0,0.74,5.032,0,0,0,2.4378560676532768,30.228416744186067]
[1996,9,15,5.6,0,0.74,4.1440000000000001,0,0,0,2.4378560676532768,28.522272811839343]
[1996,9,16,4,0,0.74,2.96,0,0,0,2.4378560676532768,28.000128879492621]
[1996,9,17,4,0,0.74,2.96,0,0,0,2.4378560676532768,27.477984947145899]
[1996,9,18,4.8,0,0.74,3.552,0,0,0,2.4378560676532768,26.363841014799178]
[1996,9,19,5,0,0.74,3.7,0,0,0,2.4378560676532768,25.101697082452457]
[1996,9,20,4,0,0.74,2.96,0,0,0,2.4378560676532768,24.579553150105731]
[1996,9,21,3.6,11.8,0.74,2.6640000000000001,0,10.030000000000001,0,2.4378560676532768,34.383409217759009]
[1996,9,22,4.5999999999999996,10.8,0.74,3.4039999999999999,0,9.18,0,2.4378560676532768,42.597265285412291]
[1996,9,23,3.8,0,0.74,2.8119999999999998,0,0,0,2.4378560676532768,42.223121353065572]
[1996,9,24,4.8,0,0.74,3.552,0,0,0,2.4378560676532768,41.108977420718851]
[1996,9,25,5.8,0,0.74,4.2919999999999998,0,0,0,2.4378560676532768,39.254833488372128]
[1996,9,26,4.4000000000000004,0,0.74,3.2560000000000002,0,0,0,2.4378560676532768,38.436689556025406]
[1996,9,27,5.4,0,0.74,3.996,0,0,0,2.4378560676532768,36.878545623678683]
[1996,9,28,4.9000000000000004,11.1,0.74,3.6260000000000003,0,9.4349999999999987,0,2.4378560676532768,45.125401691331959]
[1996,9,29,1.8,0,0.74,1.3320000000000001,0.12540169133195889,0,0,2.4378560676532768,46.105856067653278]
[1996,9,30,4.2,1,0.74,3.1080000000000001,1.1058560676532778,0.85,0,2.4378560676532768,45.179856067653283]
[1996,10,1,4.2,22.4,0.74,3.1080000000000001,0.17985606765328299,19.04,0,2.4378560676532768,63.369856067653274]
[1996,10,2,7,0,0.74,5.18,5,0,0,2.4378560676532768,55.627712135306545]
[1996,10,3,4.4000000000000004,0,0.74,3.2560000000000002,5,0,0,2.4378560676532768,49.809568202959824]
[1996,10,4,4.4000000000000004,0,0.74,3.2560000000000002,4.8095682029598237,0,0,2.4378560676532768,44.181856067653278]
[1996,10,5,0.8,0.8,0.74,0.59199999999999997,0,0.68,0,2.4378560676532768,46.707712135306558]
[1996,10,6,4.2,1.8,0.74,3.1080000000000001,1.7077121353065579,1.53,0,2.4378560676532768,45.859856067653283]
[1996,10,7,2.8,0.2,0.74,2.0720000000000001,0.85985606765328271,0.17,0,2.4378560676532768,45.535856067653278]
[1996,10,8,2.8,1,0.74,2.0720000000000001,0.53585606765327753,0.85,0,2.4378560676532768,46.215856067653277]
[1996,10,9,3.2,0.4,0.74,2.3679999999999999,1.2158560676532773,0.34,0,2.4378560676532768,45.40985606765328]
[1996,10,10,4,0,0.74,2.96,0.40985606765327987,0,0,2.4378560676532768,44.477856067653278]
[1996,10,11,5.2,0,0.74,3.8479999999999999,0,0,0,2.4378560676532768,43.067712135306557]
[1996,10,12,6.6,0,0.74,4.8839999999999995,0,0,0,2.4378560676532768,40.621568202959836]
[1996,10,13,6.8,0,0.74,5.032,0,0,0,2.4378560676532768,38.02742427061311]
[1996,10,14,4.5999999999999996,0,0.74,3.4039999999999999,0,0,0,2.4378560676532768,37.061280338266386]
[1996,10,15,5.2,0,0.74,3.8479999999999999,0,0,0,2.4378560676532768,35.651136405919665]
[1996,10,16,4.4000000000000004,0.4,0.74,3.2560000000000002,0,0.34,0,2.4378560676532768,35.172992473572947]
[1996,10,17,4,0,{"$f":"INDEX($Q$27:$T$27,CEILING((1+MOD(B5990,12))/3,1))","v":0.74},2.96,0,0,0,2.4378560676532768,34.650848541226225]
[1996,10,18,7.6,0,0.74,5.6239999999999997,0,{"$f":"MIN($B$21*E5991,$B$26-L5990+G5991+H5991)","v":0},0,2.4378560676532768,{"$f":"MAX(0,L5990+I5991+K5991-G5991-H5991)","v":31.464704608879504}]
[1996,10,19,5.0999999999999996,0.5,0.74,{"$f":"IF(2*( L5991/$C$26)  <0.5,D5992*F5992*      4         *(L5991/$C$26),D5992*F5992)","v":3.7739999999999996},{"$f":"MIN($B$22, MAX(0, L5991-$C$26))","v":0},0.42499999999999999,{"$f":"MAX(0,L5991+I5992+$B$28-$B$26-H5992-G5992)","v":0},{"$f":"$B$28","v":2.4378560676532768},30.553560676532783]
[1996,10,20,4.8,0,0.74,3.552,0,0,0,2.4378560676532768,29.439416744186062]
[1996,10,21,6.6,0,0.74,4.8839999999999995,0,0,0,2.4378560676532768,26.99327281183934]
[1996,10,22,6.2,0,0.74,4.5880000000000001,0,0,0,2.4378560676532768,24.843128879492618]
[1996,10,23,5,14.4,0.74,3.7,0,12.24,0,2.4378560676532768,35.820984947145895]
[1996,10,24,2,7,0.74,1.48,0,5.95,0,2.4378560676532768,42.72884101479918]
[1996,10,25,3.5,1.7,0.74,2.59,0,1.4449999999999998,0,2.4378560676532768,44.021697082452462]
[1996,10,26,4.4000000000000004,0,0.74,3.2560000000000002,0,0,0,2.4378560676532768,43.203553150105741]
[1996,10,27,4.4000000000000004,0,0.74,3.2560000000000002,0,0,0,2.4378560676532768,42.385409217759019]
[1996,10,28,5,0,0.74,3.7,0,0,0,2.4378560676532768,41.123265285412295]
[1996,10,29,6.4,0,0.74,4.7359999999999998,0,0,0,2.4378560676532768,38.825121353065576]
[1996,10,30,6.6,6,0.74,4.8839999999999995,0,5.0999999999999996,0,2.4378560676532768,41.478977420718856]
[1996,10,31,5.8,3,0.74,4.2919999999999998,0,2.5499999999999998,0,2.4378560676532768,42.17483348837213]
[1996,11,1,4.5999999999999996,0,0.74,3.4039999999999999,0,0,0,2.4378560676532768,41.208689556025405]
[1996,11,2,5.0999999999999996,2.7,0.74,3.7739999999999996,0,2.2949999999999999,0,2.4378560676532768,42.167545623678684]
[1996,11,3,5.6,2.6,0.74,4.1440000000000001,0,2.21,0,2.4378560676532768,42.671401691331965]
[1996,11,4,5.8,0,0.74,4.2919999999999998,0,0,0,2.4378560676532768,40.817257758985242]
[1996,11,5,6.2,0,0.74,4.5880000000000001,0,0,0,2.4378560676532768,38.66711382663852]
[1996,11,6,3.4,9.8000000000000007,0.74,2.516,0,8.33,0,2.4378560676532768,46.918969894291799]
[1996,11,7,1,41.2,0.74,0.74,1.9189698942917985,35.020000000000003,0,2.4378560676532768,81.717856067653287]
[1996,11,8,2.8,3.4,0.74,2.0720000000000001,5,2.8899999999999997,0,2.4378560676532768,79.973712135306556]
[1996,11,9,2.8,9.4,0.74,2.0720000000000001,5,7.99,0,2.4378560676532768,83.32956820295982]
[1996,11,10,5.2,0,0.74,3.8479999999999999,5,0,0,2.4378560676532768,76.919424270613092]
[1996,11,11,4.4000000000000004,0.4,0.74,3.2560000000000002,5,0.34,0,2.4378560676532768,71.441280338266367]
[1996,11,12,5.6,0,0.74,4.1440000000000001,5,0,0,2.4378560676532768,64.735136405919633]
[1996,11,13,9.6,0,0.74,7.1040000000000001,5,0,0,2.4378560676532768,55.068992473572905]
[1996,11,14,11.6,0,0.74,8.5839999999999996,5,0,0,2.4378560676532768,43.922848541226188]
[1996,11,15,12,0,0.74,8.879999999999999,0,0,0,2.4378560676532768,37.480704608879464]
[1996,11,16,8.8000000000000007,0,0.74,6.5120000000000005,0,0,0,2.4378560676532768,33.406560676532742]
[1996,11,17,7.4,4.2,0.74,5.476,0,3.57,0,2.4378560676532768,33.938416744186021]
[1996,11,18,6.8,20.8,0.74,5.032,0,17.68,0,2.4378560676532768,49.024272811839296]
[1996,11,19,8,0,0.74,5.92,4.0242728118392961,0,0,2.4378560676532768,41.517856067653277]
[1996,11,20,3.8,0.4,0.74,2.8119999999999998,0,0.34,0,2.4378560676532768,41.483712135306561]
[1996,11,21,4.5999999999999996,1,0.74,3.4039999999999999,0,0.85,0,2.4378560676532768,41.367568202959845]
[1996,11,22,4,21.4,0.74,2.96,0,18.189999999999998,0,2.4378560676532768,59.03542427061312]
[1996,11,23,5,22.2,0.74,3.7,5,18.869999999999997,0,2.4378560676532768,71.643280338266379]
[1996,11,24,6.1,17.2,0.74,4.5139999999999993,5,14.62,0,2.4378560676532768,79.187136405919659]
[1996,11,25,4.2,15.8,0.74,3.1080000000000001,5,13.43,0,2.4378560676532768,86.946992473572934]
[1996,11,26,2,3.2,0.74,1.48,5,2.72,0,2.4378560676532768,85.6248485412262]
[1996,11,27,7.6,0,0.74,5.6239999999999997,5,0,0,2.4378560676532768,77.438704608879476]
[1996,11,28,6.6,0,0.74,4.8839999999999995,5,0,0,2.4378560676532768,69.992560676532747]
[1996,11,29,10.6,10.6,0.74,7.8439999999999994,5,9.01,0,2.4378560676532768,68.59641674418603]
[1996,11,30,10.8,0,0.74,7.992,5,0,0,2.4378560676532768,58.042272811839304]
[1996,12,1,6.6,0,0.78,5.1479999999999997,5,0,0,2.4378560676532768,50.332128879492586]
[1996,12,2,7.2,0,0.78,5.6160000000000005,5,0,0,2.4378560676532768,42.153984947145865]
[1996,12,3,4,0,0.78,3.12,0,0,0,2.4378560676532768,41.471841014799146]
[1996,12,4,6.4,16.2,0.78,4.9920000000000009,0,13.77,0,2.4378560676532768,52.687697082452431]
[1996,12,5,5,15.4,0.78,3.9000000000000004,5,13.09,0,2.4378560676532768,59.3155531501057]
[1996,12,6,5.8,0,0.78,4.524,5,0,0,2.4378560676532768,52.229409217758977]
[1996,12,7,6.8,0,0.78,5.3040000000000003,5,0,0,2.4378560676532768,44.363265285412254]
[1996,12,8,1.8,18.2,0.78,1.4040000000000001,0,15.469999999999999,0,2.4378560676532768,60.867121353065528]
[1996,12,9,2.2000000000000002,0,0.78,1.7160000000000002,5,0,0,2.4378560676532768,56.588977420718805]
[1996,12,10,4,0,0.78,3.12,5,0,0,2.4378560676532768,50.906833488372087]
[1996,12,11,6,0,0.78,4.68,5,0,0,2.4378560676532768,43.664689556025365]
[1996,12,12,4.2,16.8,0.78,3.2760000000000002,0,14.28,0,2.4378560676532768,57.106545623678642]
[1996,12,13,5.4,0.2,0.78,4.2120000000000006,5,0.17,0,2.4378560676532768,50.502401691331919]
[1996,12,14,5.4,0,0.78,4.2120000000000006,5,0,0,2.4378560676532768,43.728257758985194]
[1996,12,15,5.8,0,0.78,4.524,0,0,0,2.4378560676532768,41.642113826638472]
[1996,12,16,5,0,0.78,3.9000000000000004,0,0,0,2.4378560676532768,40.179969894291752]
[1996,12,17,7.4,0,0.78,5.7720000000000002,0,0,0,2.4378560676532768,36.845825961945032]
[1996,12,18,5.6,0.2,0.78,4.3679999999999994,0,0.17,0,2.4378560676532768,35.08568202959831]
[1996,12,19,4,29.8,0.78,3.12,0,25.33,0,2.4378560676532768,59.733538097251589]
[1996,12,20,6,0,{"$f":"INDEX($Q$27:$T$27,CEILING((1+MOD(B6054,12))/3,1))","v":0.78},4.68,5,0,0,2.4378560676532768,52.491394164904868]
[1996,12,21,6.8,12,0.78,5.3040000000000003,5,{"$f":"MIN($B$21*E6055,$B$26-L6054+G6055+H6055)","v":10.199999999999999},0,2.4378560676532768,{"$f":"MAX(0,L6054+I6055+K6055-G6055-H6055)","v":54.825250232558133}]
[1996,12,22,6,0,0.78,{"$f":"IF(2*( L6055/$C$26)  <0.5,D6056*F6056*      4         *(L6055/$C$26),D6056*F6056)","v":4.68},{"$f":"MIN($B$22, MAX(0, L6055-$C$26))","v":5},0,{"$f":"MAX(0,L6055+I6056+$B$28-$B$26-H6056-G6056)","v":0},{"$f":"$B$28","v":2.4378560676532768},47.583106300211412]
[1996,12,23,3.8,0,0.78,2.964,2.5831063002114121,0,0,2.4378560676532768,44.47385606765328]
[1996,12,24,6,0.2,0.78,4.68,0,0.17,0,2.4378560676532768,42.40171213530656]
[1996,12,25,5.2,0,0.78,4.056,0,0,0,2.4378560676532768,40.783568202959842]
[1996,12,26,4.5999999999999996,0,0.78,3.5879999999999996,0,0,0,2.4378560676532768,39.633424270613119]
[1996,12,27,5.0999999999999996,0,0.78,3.9779999999999998,0,0,0,2.4378560676532768,38.093280338266396]
[1996,12,28,2.8,9,0.78,2.1839999999999997,0,7.6499999999999995,0,2.4378560676532768,45.997136405919676]
[1996,12,29,4.5,5.7,0.78,3.5100000000000002,0.99713640591967589,4.8449999999999998,0,2.4378560676532768,48.772856067653279]
[1996,12,30,6,0,0.78,4.68,3.7728560676532794,0,0,2.4378560676532768,42.757856067653279]
[1996,12,31,5.4,1.4,0.78,4.2120000000000006,0,1.19,0,2.4378560676532768,42.173712135306552]
[1997,1,1,9.5,42.7,0.78,7.41,0,36.295000000000002,0,2.4378560676532768,73.496568202959836]
[1997,1,2,5,23.2,0.78,3.9000000000000004,5,19.72,0,2.4378560676532768,86.7544242706131]
[1997,1,3,3.2,0.6,0.78,2.4960000000000004,5,0.51,0,2.4378560676532768,82.206280338266382]
[1997,1,4,6.5,7.1,0.78,5.07,5,6.0349999999999993,0,2.4378560676532768,80.609136405919656]
[1997,1,5,5.4,0,0.78,4.2120000000000006,5,0,0,2.4378560676532768,73.834992473572925]
[1997,1,6,4.5999999999999996,0.2,0.78,3.5879999999999996,5,0.17,0,2.4378560676532768,67.854848541226204]
[1997,1,7,3.2,0,0.78,2.4960000000000004,5,0,0,2.4378560676532768,62.79670460887948]
[1997,1,8,7.8,0,0.78,6.0839999999999996,5,0,0,2.4378560676532768,54.150560676532749]
[1997,1,9,7,0,0.78,5.46,5,0,0,2.4378560676532768,46.128416744186026]
[1997,1,10,8,0,0.78,6.24,1.1284167441860262,0,0,2.4378560676532768,41.197856067653277]
[1997,1,11,5.4,6.8,0.78,4.2120000000000006,0,5.7799999999999994,0,2.4378560676532768,45.203712135306553]
[1997,1,12,4.4000000000000004,2.2000000000000002,0.78,3.4320000000000004,0.20371213530655297,1.87,0,2.4378560676532768,45.875856067653274]
[1997,1,13,5.4,1.8,0.78,4.2120000000000006,0.87585606765327384,1.53,0,2.4378560676532768,44.755856067653276]
[1997,1,14,4.5999999999999996,3,0.78,3.5879999999999996,0,2.5499999999999998,0,2.4378560676532768,46.155712135306551]
[1997,1,15,6.6,0,0.78,5.1479999999999997,1.1557121353065511,0,0,2.4378560676532768,42.289856067653282]
[1997,1,16,6,0,0.78,4.68,0,0,0,2.4378560676532768,40.047712135306561]
[1997,1,17,8,0,0.78,6.24,0,0,0,2.4378560676532768,36.245568202959838]
[1997,1,18,5.6,8,0.78,4.3679999999999994,0,6.8,0,2.4378560676532768,41.115424270613111]
[1997,1,19,3.8,0,0.78,2.964,0,0,0,2.4378560676532768,40.589280338266391]
[1997,1,20,4.4000000000000004,0.4,0.78,3.4320000000000004,0,0.34,0,2.4378560676532768,39.935136405919671]
[1997,1,21,5.4,1.4,0.78,4.2120000000000006,0,1.19,0,2.4378560676532768,39.350992473572944]
[1997,1,22,6,0,0.78,4.68,0,0,0,2.4378560676532768,37.108848541226223]
[1997,1,23,6,0,0.78,4.68,0,0,0,2.4378560676532768,34.866704608879502]
[1997,1,24,6.2,0.2,0.78,4.8360000000000003,0,0.17,0,2.4378560676532768,32.638560676532784]
[1997,1,25,5.4,10,0.78,4.2120000000000006,0,8.5,0,2.4378560676532768,39.364416744186059]
[1997,1,26,4.5,4.3,0.78,3.5100000000000002,0,3.6549999999999998,0,2.4378560676532768,41.947272811839341]
[1997,1,27,1.4,40.799999999999997,0.78,1.0919999999999999,0,34.68,0,2.4378560676532768,77.973128879492606]
[1997,1,28,0.8,29.2,0.78,0.62400000000000011,5,24.82,0,2.4378560676532768,99.606984947145875]
[1997,1,29,3.4,0.6,0.78,2.6520000000000001,5,0.51,0,2.4378560676532768,94.902841014799151]
[1997,1,30,3,7,0.78,2.34,5,5.95,0,2.4378560676532768,95.950697082452422]
[1997,1,31,4.4000000000000004,4.4000000000000004,0.78,3.4320000000000004,5,3.74,0,2.4378560676532768,93.696553150105686]
[1997,2,1,4.4000000000000004,0.4,0.78,3.4320000000000004,5,0.34,0,2.4378560676532768,88.042409217758959]
[1997,2,2,4.5999999999999996,0.4,0.78,3.5879999999999996,5,0.34,0,2.4378560676532768,82.23226528541224]
[1997,2,3,4,0,0.78,3.12,5,0,0,2.4378560676532768,76.550121353065506]
[1997,2,4,5.8,0,0.78,4.524,5,0,0,2.4378560676532768,69.463977420718777]
[1997,2,5,6.8,0,0.78,5.3040000000000003,5,0,0,2.4378560676532768,61.597833488372046]
[1997,2,6,6.4,0,0.78,4.9920000000000009,5,0,0,2.4378560676532768,54.043689556025313]
[1997,2,7,4.2,0,0.78,3.2760000000000002,5,0,0,2.4378560676532768,48.205545623678589]
[1997,2,8,6.2,0,0.78,4.8360000000000003,3.2055456236785886,0,0,2.4378560676532768,42.60185606765328]
[1997,2,9,6.2,0,0.78,4.8360000000000003,0,0,0,2.4378560676532768,40.20371213530656]
[1997,2,10,7.2,0,0.78,5.6160000000000005,0,0,0,2.4378560676532768,37.025568202959839]
[1997,2,11,8,0,0.78,6.24,0,0,0,2.4378560676532768,33.223424270613116]
[1997,2,12,7.2,0,0.78,5.6160000000000005,0,0,0,2.4378560676532768,30.045280338266394]
[1997,2,13,7.6,0,0.78,5.9279999999999999,0,0,0,2.4378560676532768,26.555136405919672]
[1997,2,14,7.2,23.4,0.78,5.6160000000000005,0,19.889999999999997,0,2.4378560676532768,43.266992473572948]
[1997,2,15,0.4,19.399999999999999,0.78,0.31200000000000006,0,16.489999999999998,0,2.4378560676532768,61.882848541226231]
[1997,2,16,2.4,28.6,0.78,1.8719999999999999,5,24.310000000000002,0,2.4378560676532768,81.758704608879498]
[1997,2,17,3.2,2.6,0.78,2.4960000000000004,5,2.21,0,2.4378560676532768,78.910560676532768]
[1997,2,18,5.8,12.8,0.78,4.524,5,10.88,0,2.4378560676532768,82.704416744186034]
[1997,2,19,4.8,29.2,0.78,3.7439999999999998,5,24.82,0,2.4378560676532768,101.2182728118393]
[1997,2,20,4.4000000000000004,0.4,0.78,3.4320000000000004,5,0.34,0,2.4378560676532768,95.564128879492571]
[1997,2,21,6.4,0,0.78,4.9920000000000009,5,0,0,2.4378560676532768,88.009984947145838]
[1997,2,22,4.8,0,{"$f":"INDEX($Q$27:$T$27,CEILING((1+MOD(B6118,12))/3,1))","v":0.78},3.7439999999999998,5,0,0,2.4378560676532768,81.70384101479911]
[1997,2,23,6,0,0.78,4.68,5,{"$f":"MIN($B$21*E6119,$B$26-L6118+G6119+H6119)","v":0},0,2.4378560676532768,{"$f":"MAX(0,L6118+I6119+K6119-G6119-H6119)","v":74.461697082452389}]
[1997,2,24,7.2,0,0.78,{"$f":"IF(2*( L6119/$C$26)  <0.5,D6120*F6120*      4         *(L6119/$C$26),D6120*F6120)","v":5.6160000000000005},{"$f":"MIN($B$22, MAX(0, L6119-$C$26))","v":5},0,{"$f":"MAX(0,L6119+I6120+$B$28-$B$26-H6120-G6120)","v":0},{"$f":"$B$28","v":2.4378560676532768},66.283553150105661]
[1997,2,25,6.6,0,0.78,5.1479999999999997,5,0,0,2.4378560676532768,58.573409217758936]
[1997,2,26,3.2,5.8,0.78,2.4960000000000004,5,4.93,0,2.4378560676532768,58.445265285412212]
[1997,2,27,4.8,37.6,0.78,3.7439999999999998,5,31.96,0,2.4378560676532768,84.099121353065485]
[1997,2,28,1.8,16,0.78,1.4040000000000001,5,13.6,0,2.4378560676532768,93.732977420718754]
[1997,3,1,4.2,0.4,0.75,3.1500000000000004,5,0.34,0,2.4378560676532768,88.360833488372023]
[1997,3,2,5.6,0,0.75,4.1999999999999993,5,0,0,2.4378560676532768,81.598689556025292]
[1997,3,3,6.2,0,0.75,4.6500000000000004,5,0,0,2.4378560676532768,74.386545623678558]
[1997,3,4,7.2,0,0.75,5.4,5,0,0,2.4378560676532768,66.424401691331823]
[1997,3,5,4.8,0,0.75,3.5999999999999996,5,0,0,2.4378560676532768,60.262257758985101]
[1997,3,6,3.4,12.6,0.75,2.5499999999999998,5,10.709999999999999,0,2.4378560676532768,65.860113826638369]
[1997,3,7,3,33.4,0.75,2.25,5,28.389999999999997,0,2.4378560676532768,89.437969894291641]
[1997,3,8,4.3,1.7,0.75,3.2249999999999996,5,1.4449999999999998,0,2.4378560676532768,85.095825961944911]
[1997,3,9,3.6,0,0.75,2.7,5,0,0,2.4378560676532768,79.833682029598179]
[1997,3,10,6.2,15,0.75,4.6500000000000004,5,12.75,0,2.4378560676532768,85.371538097251445]
[1997,3,11,5,3.8,0.75,3.75,5,3.23,0,2.4378560676532768,82.289394164904721]
[1997,3,12,3.6,2.6,0.75,2.7,5,2.21,0,2.4378560676532768,79.237250232557983]
[1997,3,13,4,0.4,0.75,3,5,0.34,0,2.4378560676532768,74.015106300211258]
[1997,3,14,4.8,0,0.75,3.5999999999999996,5,0,0,2.4378560676532768,67.852962367864535]
[1997,3,15,5,0,0.75,3.75,5,0,0,2.4378560676532768,61.540818435517807]
[1997,3,16,5.2,0,0.75,3.9000000000000004,5,0,0,2.4378560676532768,55.078674503171086]
[1997,3,17,7.2,0,0.75,5.4,5,0,0,2.4378560676532768,47.116530570824366]
[1997,3,18,4,0,0.75,3,2.1165305708243665,0,0,2.4378560676532768,44.437856067653279]
[1997,3,19,4.8,0,0.75,3.5999999999999996,0,0,0,2.4378560676532768,43.275712135306556]
[1997,3,20,5.6,0,0.75,4.1999999999999993,0,0,0,2.4378560676532768,41.513568202959831]
[1997,3,21,7.2,0,0.75,5.4,0,0,0,2.4378560676532768,38.551424270613111]
[1997,3,22,3.2,0,0.75,2.4000000000000004,0,0,0,2.4378560676532768,38.589280338266391]
[1997,3,23,3.2,12.2,0.75,2.4000000000000004,0,10.37,0,2.4378560676532768,48.997136405919669]
[1997,3,24,4.9000000000000004,2.1,0.75,3.6750000000000003,3.9971364059196688,1.7849999999999999,0,2.4378560676532768,45.547856067653278]
[1997,3,25,5.8,0,0.75,4.3499999999999996,0.54785606765327799,0,0,2.4378560676532768,43.087856067653277]
[1997,3,26,5.5,1.5,0.75,4.125,0,1.2749999999999999,0,2.4378560676532768,42.675712135306554]
[1997,3,27,3,3,0.75,2.25,0,2.5499999999999998,0,2.4378560676532768,45.41356820295983]
[1997,3,28,2.5,0.1,0.75,1.875,0.41356820295982999,8.5000000000000006E-2,0,2.4378560676532768,45.647856067653279]
[1997,3,29,4.2,0,0.75,3.1500000000000004,0.64785606765327941,0,0,2.4378560676532768,44.28785606765328]
[1997,3,30,3.4,0.2,0.75,2.5499999999999998,0,0.17,0,2.4378560676532768,44.345712135306563]
[1997,3,31,4.8,0,0.75,3.5999999999999996,0,0,0,2.4378560676532768,43.18356820295984]
[1997,4,1,1.1000000000000001,7.7,0.75,0.82500000000000007,0,6.5449999999999999,0,2.4378560676532768,51.341424270613118]
[1997,4,2,3.8,0,0.75,2.8499999999999996,5,0,0,2.4378560676532768,45.929280338266395]
[1997,4,3,5.6,0,0.75,4.1999999999999993,0.92928033826639478,0,0,2.4378560676532768,43.237856067653283]
[1997,4,4,5.2,0,0.75,3.9000000000000004,0,0,0,2.4378560676532768,41.775712135306563]
[1997,4,5,3.8,0,0.75,2.8499999999999996,0,0,0,2.4378560676532768,41.36356820295984]
[1997,4,6,4.4000000000000004,0,0.75,3.3000000000000003,0,0,0,2.4378560676532768,40.501424270613121]
[1997,4,7,5.4,0,0.75,4.0500000000000007,0,0,0,2.4378560676532768,38.889280338266403]
[1997,4,8,6.9,0.6,0.75,5.1750000000000007,0,0.51,0,2.4378560676532768,36.662136405919682]
[1997,4,9,4.2,0.4,0.75,3.1500000000000004,0,0.34,0,2.4378560676532768,36.289992473572966]
[1997,4,10,4,0,0.75,3,0,0,0,2.4378560676532768,35.727848541226244]
[1997,4,11,2,4,0.75,1.5,0,3.4,0,2.4378560676532768,40.065704608879521]
[1997,4,12,2.8,0,0.75,2.0999999999999996,0,0,0,2.4378560676532768,40.403560676532798]
[1997,4,13,3.6,11.4,0.75,2.7,0,9.69,0,2.4378560676532768,49.831416744186072]
[1997,4,14,2.5,6.3,0.75,1.875,4.8314167441860718,5.3549999999999995,0,2.4378560676532768,50.917856067653275]
[1997,4,15,4,0,0.75,3,5,0,0,2.4378560676532768,45.355712135306554]
[1997,4,16,4.2,13.4,0.75,3.1500000000000004,0.35571213530655399,11.39,0,2.4378560676532768,55.677856067653281]
[1997,4,17,2.4,0,0.75,1.7999999999999998,5,0,0,2.4378560676532768,51.315712135306562]
[1997,4,18,3.4,0,0.75,2.5499999999999998,5,0,0,2.4378560676532768,46.203568202959843]
[1997,4,19,4.2,4.2,0.75,3.1500000000000004,1.2035682029598433,3.57,0,2.4378560676532768,47.85785606765328]
[1997,4,20,1.4,1.6,0.75,1.0499999999999998,2.8578560676532803,1.36,0,2.4378560676532768,47.747856067653281]
[1997,4,21,4,0,0.75,3,2.7478560676532808,0,0,2.4378560676532768,44.437856067653279]
[1997,4,22,3.6,0,0.75,2.7,0,0,0,2.4378560676532768,44.175712135306554]
[1997,4,23,4,1.2,0.75,3,0,1.02,0,2.4378560676532768,44.633568202959836]
[1997,4,24,2.8,0,0.75,2.0999999999999996,0,0,0,2.4378560676532768,44.971424270613113]
[1997,4,25,4,0,0.75,3,0,0,0,2.4378560676532768,44.409280338266392]
[1997,4,26,3.6,7.8,0.75,2.7,0,6.63,0,2.4378560676532768,50.77713640591967]
[1997,4,27,2,5.2,{"$f":"INDEX($Q$27:$T$27,CEILING((1+MOD(B6182,12))/3,1))","v":0.75},1.5,5,4.42,0,2.4378560676532768,51.13499247357295]
[1997,4,28,3,0.2,0.75,2.25,5,{"$f":"MIN($B$21*E6183,$B$26-L6182+G6183+H6183)","v":0.17},0,2.4378560676532768,{"$f":"MAX(0,L6182+I6183+K6183-G6183-H6183)","v":46.49284854122623}]
[1997,4,29,3.2,0,0.75,{"$f":"IF(2*( L6183/$C$26)  <0.5,D6184*F6184*      4         *(L6183/$C$26),D6184*F6184)","v":2.4000000000000004},{"$f":"MIN($B$22, MAX(0, L6183-$C$26))","v":1.4928485412262305},0,{"$f":"MAX(0,L6183+I6184+$B$28-$B$26-H6184-G6184)","v":0},{"$f":"$B$28","v":2.4378560676532768},45.03785606765328]
[1997,4,30,3.2,0,0.75,2.4000000000000004,3.7856067653279979E-2,0,0,2.4378560676532768,45.03785606765328]
[1997,5,1,2.6,1,0.75,1.9500000000000002,3.7856067653279979E-2,0.85,0,2.4378560676532768,46.337856067653277]
[1997,5,2,1.8,16.399999999999999,0.75,1.35,1.3378560676532771,13.939999999999998,0,2.4378560676532768,60.027856067653275]
[1997,5,3,1.4,5,0.75,1.0499999999999998,5,4.25,0,2.4378560676532768,60.665712135306549]
[1997,5,4,1.4,19.600000000000001,0.75,1.0499999999999998,5,16.66,0,2.4378560676532768,73.71356820295982]
[1997,5,5,1.4,12.2,0.75,1.0499999999999998,5,10.37,0,2.4378560676532768,80.471424270613099]
[1997,5,6,1.8,15,0.75,1.35,5,12.75,0,2.4378560676532768,89.309280338266376]
[1997,5,7,1.4,9.4,0.75,1.0499999999999998,5,7.99,0,2.4378560676532768,93.687136405919645]
[1997,5,8,1,7.2,0.75,0.75,5,6.12,0,2.4378560676532768,96.494992473572921]
[1997,5,9,1.8,15.2,0.75,1.35,5,12.92,0,2.4378560676532768,105.5028485412262]
[1997,5,10,3.4,0,0.75,2.5499999999999998,5,0,0,2.4378560676532768,100.39070460887947]
[1997,5,11,3.6,0,0.75,2.7,5,0,0,2.4378560676532768,95.128560676532743]
[1997,5,12,3.8,0,0.75,2.8499999999999996,5,0,0,2.4378560676532768,89.71641674418602]
[1997,5,13,4,0,0.75,3,5,0,0,2.4378560676532768,84.154272811839292]
[1997,5,14,1.6,10.6,0.75,1.2000000000000002,5,9.01,0,2.4378560676532768,89.402128879492565]
[1997,5,15,1.4,2.4,0.75,1.0499999999999998,5,2.04,0,2.4378560676532768,87.829984947145846]
[1997,5,16,2.4,20.2,0.75,1.7999999999999998,5,17.169999999999998,0,2.4378560676532768,100.63784101479912]
[1997,5,17,1,19.2,0.75,0.75,5,16.112158985200878,2.4378560676532715,2.4378560676532768,113.43785606765327]
[1997,5,18,1.2,11.4,0.75,0.89999999999999991,5,3.4621439323467285,2.4378560676532772,2.4378560676532768,113.43785606765327]
[1997,5,19,1.4,0,0.75,1.0499999999999998,5,0,0,2.4378560676532768,109.82571213530655]
[1997,5,20,2.4,0,0.75,1.7999999999999998,5,0,0,2.4378560676532768,105.46356820295982]
[1997,5,21,3.2,0,0.75,2.4000000000000004,5,0,0,2.4378560676532768,100.50142427061309]
[1997,5,22,2,0,0.75,1.5,5,0,0,2.4378560676532768,96.439280338266357]
[1997,5,23,1.8,0,0.75,1.35,5,0,0,2.4378560676532768,92.527136405919634]
[1997,5,24,1,8,0.75,0.75,5,6.8,0,2.4378560676532768,96.014992473572903]
[1997,5,25,2,7.4,0.75,1.5,5,6.29,0,2.4378560676532768,98.242848541226181]
[1997,5,26,2.4,0,0.75,1.7999999999999998,5,0,0,2.4378560676532768,93.880704608879455]
[1997,5,27,2.4,0,0.75,1.7999999999999998,5,0,0,2.4378560676532768,89.518560676532729]
[1997,5,28,2.8,0,0.75,2.0999999999999996,5,0,0,2.4378560676532768,84.856416744186006]
[1997,5,29,2.8,0,0.75,2.0999999999999996,5,0,0,2.4378560676532768,80.194272811839284]
[1997,5,30,3.2,0,0.75,2.4000000000000004,5,0,0,2.4378560676532768,75.232128879492549]
[1997,5,31,2.2000000000000002,14.6,0.75,1.6500000000000001,5,12.41,0,2.4378560676532768,83.429984947145812]
[1997,6,1,2.6,1.8,0.66,1.7160000000000002,5,1.53,0,2.4378560676532768,80.68184101479909]
[1997,6,2,2.4,1.2,0.66,1.5840000000000001,5,1.02,0,2.4378560676532768,77.555697082452355]
[1997,6,3,1.4,7.6,0.66,0.92399999999999993,5,6.46,0,2.4378560676532768,80.529553150105613]
[1997,6,4,1.8,0.2,0.66,1.1880000000000002,5,0.17,0,2.4378560676532768,76.949409217758884]
[1997,6,5,2.2000000000000002,0,0.66,1.4520000000000002,5,0,0,2.4378560676532768,72.935265285412157]
[1997,6,6,2.2000000000000002,0,0.66,1.4520000000000002,5,0,0,2.4378560676532768,68.921121353065431]
[1997,6,7,2,0,0.66,1.32,5,0,0,2.4378560676532768,65.038977420718709]
[1997,6,8,2.8,0,0.66,1.8479999999999999,5,0,0,2.4378560676532768,60.628833488371981]
[1997,6,9,2.4,0,0.66,1.5840000000000001,5,0,0,2.4378560676532768,56.482689556025257]
[1997,6,10,2.4,0,0.66,1.5840000000000001,5,0,0,2.4378560676532768,52.336545623678532]
[1997,6,11,1.8,0.2,0.66,1.1880000000000002,5,0.17,0,2.4378560676532768,48.75640169133181]
[1997,6,12,1.8,0,0.66,1.1880000000000002,3.7564016913318099,0,0,2.4378560676532768,46.249856067653276]
[1997,6,13,3.2,0,0.66,2.1120000000000001,1.2498560676532762,0,0,2.4378560676532768,45.325856067653277]
[1997,6,14,1,0,0.66,0.66,0.32585606765327668,0,0,2.4378560676532768,46.777856067653282]
[1997,6,15,1.8,0,0.66,1.1880000000000002,1.777856067653282,0,0,2.4378560676532768,46.249856067653276]
[1997,6,16,2.4,0,0.66,1.5840000000000001,1.2498560676532762,0,0,2.4378560676532768,45.853856067653275]
[1997,6,17,0,54.4,0.66,0,0.85385606765327537,46.239999999999995,0,2.4378560676532768,93.677856067653266]
[1997,6,18,2.2000000000000002,1.4,0.66,1.4520000000000002,5,1.19,0,2.4378560676532768,90.853712135306537]
[1997,6,19,3.4,13.8,0.66,2.2440000000000002,5,11.73,0,2.4378560676532768,97.777568202959813]
[1997,6,20,1.2,18.2,0.66,0.79200000000000004,5,15.469999999999999,0,2.4378560676532768,109.89342427061308]
[1997,6,21,1.8,1.2,0.66,1.1880000000000002,5,1.02,0,2.4378560676532768,107.16328033826635]
[1997,6,22,1,13.2,0.66,0.66,5,9.4967196617336533,2.4378560676532679,2.4378560676532768,113.43785606765327]
[1997,6,23,1.2,0,0.66,0.79200000000000004,5,0,0,2.4378560676532768,110.08371213530654]
[1997,6,24,2.2000000000000002,0,0.66,1.4520000000000002,5,0,0,2.4378560676532768,106.06956820295981]
[1997,6,25,1.6,0,0.66,1.056,5,0,0,2.4378560676532768,102.45142427061309]
[1997,6,26,2.2000000000000002,0,0.66,1.4520000000000002,5,0,0,2.4378560676532768,98.437280338266362]
[1997,6,27,1.8,0,0.66,1.1880000000000002,5,0,0,2.4378560676532768,94.687136405919631]
[1997,6,28,2.2000000000000002,0,0.66,1.4520000000000002,5,0,0,2.4378560676532768,90.672992473572904]
[1997,6,29,2.4,6.2,0.66,1.5840000000000001,5,5.27,0,2.4378560676532768,91.796848541226169]
[1997,6,30,2.2000000000000002,0,{"$f":"INDEX($Q$27:$T$27,CEILING((1+MOD(B6246,12))/3,1))","v":0.66},1.4520000000000002,5,0,0,2.4378560676532768,87.782704608879442]
[1997,7,1,0.8,2.2000000000000002,0.66,0.52800000000000002,5,{"$f":"MIN($B$21*E6247,$B$26-L6246+G6247+H6247)","v":1.87},0,2.4378560676532768,{"$f":"MAX(0,L6246+I6247+K6247-G6247-H6247)","v":86.562560676532712}]
[1997,7,2,1.6,0.4,0.66,{"$f":"IF(2*( L6247/$C$26)  <0.5,D6248*F6248*      4         *(L6247/$C$26),D6248*F6248)","v":1.056},{"$f":"MIN($B$22, MAX(0, L6247-$C$26))","v":5},0.34,{"$f":"MAX(0,L6247+I6248+$B$28-$B$26-H6248-G6248)","v":0},{"$f":"$B$28","v":2.4378560676532768},83.28441674418599]
[1997,7,3,2.4,0,0.66,1.5840000000000001,5,0,0,2.4378560676532768,79.138272811839258]
[1997,7,4,2.2000000000000002,0,0.66,1.4520000000000002,5,0,0,2.4378560676532768,75.124128879492531]
[1997,7,5,2.4,0.6,0.66,1.5840000000000001,5,0.51,0,2.4378560676532768,71.487984947145804]
[1997,7,6,1.4,4.5999999999999996,0.66,0.92399999999999993,5,3.9099999999999997,0,2.4378560676532768,71.911841014799066]
[1997,7,7,2.2000000000000002,25.2,0.66,1.4520000000000002,5,21.419999999999998,0,2.4378560676532768,89.317697082452341]
[1997,7,8,2.2000000000000002,0,0.66,1.4520000000000002,5,0,0,2.4378560676532768,85.303553150105614]
[1997,7,9,2.2000000000000002,0,0.66,1.4520000000000002,5,0,0,2.4378560676532768,81.289409217758887]
[1997,7,10,2.8,0,0.66,1.8479999999999999,5,0,0,2.4378560676532768,76.87926528541216]
[1997,7,11,3.6,0,0.66,2.3760000000000003,5,0,0,2.4378560676532768,71.941121353065427]
[1997,7,12,0.2,1.8,0.66,0.13200000000000001,5,1.53,0,2.4378560676532768,70.776977420718694]
[1997,7,13,0.2,6.4,0.66,0.13200000000000001,5,5.44,0,2.4378560676532768,73.522833488371958]
[1997,7,14,0.4,1.4,0.66,0.26400000000000001,5,1.19,0,2.4378560676532768,71.886689556025232]
[1997,7,15,1.6,0.4,0.66,1.056,5,0.34,0,2.4378560676532768,68.608545623678509]
[1997,7,16,2.6,0,0.66,1.7160000000000002,5,0,0,2.4378560676532768,64.330401691331787]
[1997,7,17,2.8,0,0.66,1.8479999999999999,5,0,0,2.4378560676532768,59.920257758985059]
[1997,7,18,3,4.8,0.66,1.98,5,4.08,0,2.4378560676532768,59.458113826638325]
[1997,7,19,1.6,10.4,0.66,1.056,5,8.84,0,2.4378560676532768,64.679969894291602]
[1997,7,20,1.8,7.2,0.66,1.1880000000000002,5,6.12,0,2.4378560676532768,67.049825961944876]
[1997,7,21,2.2000000000000002,1.4,0.66,1.4520000000000002,5,1.19,0,2.4378560676532768,64.225682029598147]
[1997,7,22,1.6,0,0.66,1.056,5,0,0,2.4378560676532768,60.607538097251421]
[1997,7,23,3,0,0.66,1.98,5,0,0,2.4378560676532768,56.065394164904703]
[1997,7,24,1,11.4,0.66,0.66,5,9.69,0,2.4378560676532768,62.533250232557975]
[1997,7,25,2.2000000000000002,3.8,0.66,1.4520000000000002,5,3.23,0,2.4378560676532768,61.749106300211253]
[1997,7,26,1.2,2.2000000000000002,0.66,0.79200000000000004,5,1.87,0,2.4378560676532768,60.264962367864527]
[1997,7,27,2.6,0,0.66,1.7160000000000002,5,0,0,2.4378560676532768,55.986818435517804]
[1997,7,28,2.8,2.4,0.66,1.8479999999999999,5,2.04,0,2.4378560676532768,53.616674503171083]
[1997,7,29,2.8,0,0.66,1.8479999999999999,5,0,0,2.4378560676532768,49.206530570824363]
[1997,7,30,1.4,7.8,0.66,0.92399999999999993,4.2065305708243628,6.63,0,2.4378560676532768,53.143856067653282]
[1997,7,31,0,85,0.66,0,5,62.856143932346718,2.4378560676532715,2.4378560676532768,113.43785606765327]
[1997,8,1,2.2000000000000002,0,0.66,1.4520000000000002,5,0,0,2.4378560676532768,109.42371213530654]
[1997,8,2,3.4,0,0.66,2.2440000000000002,5,0,0,2.4378560676532768,104.61756820295982]
[1997,8,3,2.6,0,0.66,1.7160000000000002,5,0,0,2.4378560676532768,100.33942427061309]
[1997,8,4,1.6,1.4,0.66,1.056,5,1.19,0,2.4378560676532768,97.911280338266366]
[1997,8,5,1.6,12.8,0.66,1.056,5,10.88,0,2.4378560676532768,105.17313640591964]
[1997,8,6,1.8,1,0.66,1.1880000000000002,5,0.85,0,2.4378560676532768,102.2729924735729]
[1997,8,7,2,0,0.66,1.32,5,0,0,2.4378560676532768,98.390848541226177]
[1997,8,8,2.4,0,0.66,1.5840000000000001,5,0,0,2.4378560676532768,94.244704608879445]
[1997,8,9,3.8,0,0.66,2.508,5,0,0,2.4378560676532768,89.174560676532721]
[1997,8,10,4,0,0.66,2.64,5,0,0,2.4378560676532768,83.972416744185992]
[1997,8,11,2.8,0,0.66,1.8479999999999999,5,0,0,2.4378560676532768,79.562272811839264]
[1997,8,12,4.5999999999999996,0,0.66,3.036,5,0,0,2.4378560676532768,73.964128879492534]
[1997,8,13,5,0,0.66,3.3000000000000003,5,0,0,2.4378560676532768,68.101984947145809]
[1997,8,14,4,0,0.66,2.64,5,0,0,2.4378560676532768,62.89984101479908]
[1997,8,15,1.2,0,0.66,0.79200000000000004,5,0,0,2.4378560676532768,59.545697082452349]
[1997,8,16,4,0,0.66,2.64,5,0,0,2.4378560676532768,54.343553150105627]
[1997,8,17,4,0,0.66,2.64,5,0,0,2.4378560676532768,49.141409217758905]
[1997,8,18,5.4,0,0.66,3.5640000000000005,4.1414092177589055,0,0,2.4378560676532768,43.873856067653279]
[1997,8,19,4.4000000000000004,0,0.66,2.9040000000000004,0,0,0,2.4378560676532768,43.407712135306554]
[1997,8,20,2,3.4,0.66,1.32,0,2.8899999999999997,0,2.4378560676532768,47.415568202959832]
[1997,8,21,2.2000000000000002,9.8000000000000007,0.66,1.4520000000000002,2.4155682029598324,8.33,0,2.4378560676532768,54.315856067653279]
[1997,8,22,3,10,0.66,1.98,5,8.5,0,2.4378560676532768,58.27371213530656]
[1997,8,23,2.4,0,0.66,1.5840000000000001,5,0,0,2.4378560676532768,54.127568202959836]
[1997,8,24,4.5999999999999996,0,0.66,3.036,5,0,0,2.4378560676532768,48.529424270613113]
[1997,8,25,7.2,0,0.66,4.7520000000000007,3.5294242706131129,0,0,2.4378560676532768,42.685856067653276]
[1997,8,26,4,0,0.66,2.64,0,0,0,2.4378560676532768,42.483712135306554]
[1997,8,27,4,0,0.66,2.64,0,0,0,2.4378560676532768,42.281568202959832]
[1997,8,28,2.8,0,0.66,1.8479999999999999,0,0,0,2.4378560676532768,42.871424270613112]
[1997,8,29,3,0,0.66,1.98,0,0,0,2.4378560676532768,43.329280338266393]
[1997,8,30,3.4,0,0.66,2.2440000000000002,0,0,0,2.4378560676532768,43.523136405919672]
[1997,8,31,3.6,0,0.66,2.3760000000000003,0,0,0,2.4378560676532768,43.584992473572953]
[1997,9,1,4,0,0.74,2.96,0,0,0,2.4378560676532768,43.062848541226231]
[1997,9,2,4.2,1.8,{"$f":"INDEX($Q$27:$T$27,CEILING((1+MOD(B6310,12))/3,1))","v":0.74},3.1080000000000001,0,1.53,0,2.4378560676532768,43.922704608879513]
[1997,9,3,1.2,0.6,0.74,0.88800000000000001,0,{"$f":"MIN($B$21*E6311,$B$26-L6310+G6311+H6311)","v":0.51},0,2.4378560676532768,{"$f":"MAX(0,L6310+I6311+K6311-G6311-H6311)","v":45.982560676532792}]
[1997,9,4,5.8,0,0.74,{"$f":"IF(2*( L6311/$C$26)  <0.5,D6312*F6312*      4         *(L6311/$C$26),D6312*F6312)","v":4.2919999999999998},{"$f":"MIN($B$22, MAX(0, L6311-$C$26))","v":0.98256067653279189},0,{"$f":"MAX(0,L6311+I6312+$B$28-$B$26-H6312-G6312)","v":0},{"$f":"$B$28","v":2.4378560676532768},43.145856067653277]
[1997,9,5,4.4000000000000004,2.2000000000000002,0.74,3.2560000000000002,0,1.87,0,2.4378560676532768,44.197712135306553]
[1997,9,6,5,0,0.74,3.7,0,0,0,2.4378560676532768,42.935568202959828]
[1997,9,7,5.4,0,0.74,3.996,0,0,0,2.4378560676532768,41.377424270613105]
[1997,9,8,5.4,0,0.74,3.996,0,0,0,2.4378560676532768,39.819280338266381]
[1997,9,9,8,0,0.74,5.92,0,0,0,2.4378560676532768,36.337136405919658]
[1997,9,10,4,0,0.74,2.96,0,0,0,2.4378560676532768,35.814992473572936]
[1997,9,11,5.4,21.6,0.74,3.996,0,18.36,0,2.4378560676532768,52.616848541226211]
[1997,9,12,3.4,8.6,0.74,2.516,5,7.31,0,2.4378560676532768,54.848704608879494]
[1997,9,13,3,0.4,0.74,2.2199999999999998,5,0.34,0,2.4378560676532768,50.406560676532777]
[1997,9,14,3.4,0,0.74,2.516,5,0,0,2.4378560676532768,45.328416744186057]
[1997,9,15,4.4000000000000004,0,0.74,3.2560000000000002,0.32841674418605749,0,0,2.4378560676532768,44.181856067653278]
[1997,9,16,4.4000000000000004,0,0.74,3.2560000000000002,0,0,0,2.4378560676532768,43.363712135306557]
[1997,9,17,5.2,4,0.74,3.8479999999999999,0,3.4,0,2.4378560676532768,45.353568202959835]
[1997,9,18,0.8,9.6,0.74,0.59199999999999997,0.35356820295983482,8.16,0,2.4378560676532768,55.005856067653276]
[1997,9,19,0.6,0.8,0.74,0.44400000000000001,5,0.68,0,2.4378560676532768,52.679712135306552]
[1997,9,20,1.6,5.2,0.74,1.1839999999999999,5,4.42,0,2.4378560676532768,53.353568202959835]
[1997,9,21,4.4000000000000004,8.1999999999999993,0.74,3.2560000000000002,5,6.9699999999999989,0,2.4378560676532768,54.505424270613112]
[1997,9,22,3,0,0.74,2.2199999999999998,5,0,0,2.4378560676532768,49.723280338266392]
[1997,9,23,3.6,8.8000000000000007,0.74,2.6640000000000001,4.7232803382663917,7.48,0,2.4378560676532768,52.253856067653281]
[1997,9,24,3.8,2.4,0.74,2.8119999999999998,5,2.04,0,2.4378560676532768,48.919712135306561]
[1997,9,25,1.4,0.2,0.74,1.036,3.9197121353065612,0.17,0,2.4378560676532768,46.571856067653279]
[1997,9,26,3.6,0,0.74,2.6640000000000001,1.5718560676532789,0,0,2.4378560676532768,44.773856067653277]
[1997,9,27,4.8,0.4,0.74,3.552,0,0.34,0,2.4378560676532768,43.999712135306559]
[1997,9,28,4.4000000000000004,0.2,0.74,3.2560000000000002,0,0.17,0,2.4378560676532768,43.351568202959839]
[1997,9,29,3.8,11.8,0.74,2.8119999999999998,0,10.030000000000001,0,2.4378560676532768,53.007424270613122]
[1997,9,30,1.7,3.8,0.74,1.258,5,3.23,0,2.4378560676532768,52.417280338266394]
[1997,10,1,4.5999999999999996,0,0.74,3.4039999999999999,5,0,0,2.4378560676532768,46.451136405919669]
[1997,10,2,5.4,0,0.74,3.996,1.4511364059196694,0,0,2.4378560676532768,43.441856067653276]
[1997,10,3,6.6,0,0.74,4.8839999999999995,0,0,0,2.4378560676532768,40.995712135306555]
[1997,10,4,6.2,0,0.74,4.5880000000000001,0,0,0,2.4378560676532768,38.845568202959832]
[1997,10,5,4.4000000000000004,0,0.74,3.2560000000000002,0,0,0,2.4378560676532768,38.02742427061311]
[1997,10,6,2.8,1.8,0.74,2.0720000000000001,0,1.53,0,2.4378560676532768,39.923280338266387]
[1997,10,7,0.2,11,0.74,0.14799999999999999,0,9.35,0,2.4378560676532768,51.563136405919664]
[1997,10,8,2.8,25.8,0.74,2.0720000000000001,5,21.93,0,2.4378560676532768,68.85899247357294]
[1997,10,9,6.8,0,0.74,5.032,5,0,0,2.4378560676532768,61.264848541226215]
[1997,10,10,5.8,0,0.74,4.2919999999999998,5,0,0,2.4378560676532768,54.410704608879492]
[1997,10,11,4.2,0,0.74,3.1080000000000001,5,0,0,2.4378560676532768,48.740560676532773]
[1997,10,12,5.4,0,0.74,3.996,3.7405606765327732,0,0,2.4378560676532768,43.441856067653276]
[1997,10,13,6.4,0,0.74,4.7359999999999998,0,0,0,2.4378560676532768,41.143712135306558]
[1997,10,14,6.6,0,0.74,4.8839999999999995,0,0,0,2.4378560676532768,38.697568202959836]
[1997,10,15,4.4000000000000004,0,0.74,3.2560000000000002,0,0,0,2.4378560676532768,37.879424270613114]
[1997,10,16,5.6,0,0.74,4.1440000000000001,0,0,0,2.4378560676532768,36.173280338266395]
[1997,10,17,6.4,0,0.74,4.7359999999999998,0,0,0,2.4378560676532768,33.875136405919676]
[1997,10,18,7.6,0,0.74,5.6239999999999997,0,0,0,2.4378560676532768,30.688992473572956]
[1997,10,19,5,0,0.74,3.7,0,0,0,2.4378560676532768,29.426848541226232]
[1997,10,20,1.8,26.2,0.74,1.3320000000000001,0,22.27,0,2.4378560676532768,52.802704608879509]
[1997,10,21,2.8,1.6,0.74,2.0720000000000001,5,1.36,0,2.4378560676532768,49.528560676532784]
[1997,10,22,4.8,12.4,0.74,3.552,4.5285606765327842,10.54,0,2.4378560676532768,54.425856067653278]
[1997,10,23,2,1.4,0.74,1.48,5,1.19,0,2.4378560676532768,51.573712135306558]
[1997,10,24,3.8,0.2,0.74,2.8119999999999998,5,0.17,0,2.4378560676532768,46.36956820295984]
[1997,10,25,4,0,0.74,2.96,1.3695682029598402,0,0,2.4378560676532768,44.477856067653278]
[1997,10,26,6.4,0,0.74,4.7359999999999998,0,0,0,2.4378560676532768,42.179712135306559]
[1997,10,27,5.6,0,0.74,4.1440000000000001,0,0,0,2.4378560676532768,40.473568202959839]
[1997,10,28,7,0,0.74,5.18,0,0,0,2.4378560676532768,37.731424270613118]
[1997,10,29,6.1,0.3,0.74,4.5139999999999993,0,0.255,0,2.4378560676532768,35.910280338266404]
[1997,10,30,5.8,9.8000000000000007,0.74,4.2919999999999998,0,8.33,0,2.4378560676532768,42.386136405919679]
[1997,10,31,4.5999999999999996,0,0.74,3.4039999999999999,0,0,0,2.4378560676532768,41.419992473572961]
[1997,11,1,5.8,0,0.74,4.2919999999999998,0,0,0,2.4378560676532768,39.565848541226238]
[1997,11,2,6.6,0,0.74,4.8839999999999995,0,0,0,2.4378560676532768,37.119704608879516]
[1997,11,3,6.8,0,0.74,5.032,0,0,0,2.4378560676532768,34.525560676532791]
[1997,11,4,3.8,0.4,0.74,2.8119999999999998,0,0.34,0,2.4378560676532768,34.491416744186076]
[1997,11,5,2.2000000000000002,4,{"$f":"INDEX($Q$27:$T$27,CEILING((1+MOD(B6374,12))/3,1))","v":0.74},1.6280000000000001,0,3.4,0,2.4378560676532768,38.701272811839353]
[1997,11,6,2,8,0.74,1.48,0,{"$f":"MIN($B$21*E6375,$B$26-L6374+G6375+H6375)","v":6.8},0,2.4378560676532768,{"$f":"MAX(0,L6374+I6375+K6375-G6375-H6375)","v":46.459128879492631}]
[1997,11,7,2.6,15.2,0.74,{"$f":"IF(2*( L6375/$C$26)  <0.5,D6376*F6376*      4         *(L6375/$C$26),D6376*F6376)","v":1.9239999999999999},{"$f":"MIN($B$22, MAX(0, L6375-$C$26))","v":1.4591288794926314},12.92,{"$f":"MAX(0,L6375+I6376+$B$28-$B$26-H6376-G6376)","v":0},{"$f":"$B$28","v":2.4378560676532768},58.433856067653281]
[1997,11,8,3.6,0,0.74,2.6640000000000001,5,0,0,2.4378560676532768,53.207712135306558]
[1997,11,9,6.4,4,0.74,4.7359999999999998,5,3.4,0,2.4378560676532768,49.309568202959838]
[1997,11,10,2.6,8,0.74,1.9239999999999999,4.3095682029598379,6.8,0,2.4378560676532768,52.313856067653276]
[1997,11,11,4.8,0,0.74,3.552,5,0,0,2.4378560676532768,46.199712135306555]
[1997,11,12,4,0,0.74,2.96,1.1997121353065552,0,0,2.4378560676532768,44.477856067653278]
[1997,11,13,6.8,1.4,0.74,5.032,0,1.19,0,2.4378560676532768,43.07371213530655]
[1997,11,14,6.6,0,0.74,4.8839999999999995,0,0,0,2.4378560676532768,40.627568202959829]
[1997,11,15,4.5999999999999996,4.2,0.74,3.4039999999999999,0,3.57,0,2.4378560676532768,43.231424270613104]
[1997,11,16,4.8,6.8,0.74,3.552,0,5.7799999999999994,0,2.4378560676532768,47.897280338266384]
[1997,11,17,7.8,6.2,0.74,5.7720000000000002,2.8972803382663841,5.27,0,2.4378560676532768,46.935856067653276]
[1997,11,18,5.6,9.4,0.74,4.1440000000000001,1.9358560676532761,7.99,0,2.4378560676532768,51.283856067653282]
[1997,11,19,2.2000000000000002,6,0.74,1.6280000000000001,5,5.0999999999999996,0,2.4378560676532768,52.193712135306562]
[1997,11,20,1.6,0,0.74,1.1839999999999999,5,0,0,2.4378560676532768,48.447568202959843]
[1997,11,21,3.2,0.2,0.74,2.3679999999999999,3.4475682029598431,0.17,0,2.4378560676532768,45.239856067653278]
[1997,11,22,5.2,0,0.74,3.8479999999999999,0.23985606765327816,0,0,2.4378560676532768,43.58985606765328]
[1997,11,23,4.3,0.5,0.74,3.1819999999999999,0,0.42499999999999999,0,2.4378560676532768,43.270712135306553]
[1997,11,24,6,0,0.74,4.4399999999999995,0,0,0,2.4378560676532768,41.268568202959834]
[1997,11,25,5.6,0,0.74,4.1440000000000001,0,0,0,2.4378560676532768,39.562424270613114]
[1997,11,26,6.6,0,0.74,4.8839999999999995,0,0,0,2.4378560676532768,37.116280338266392]
[1997,11,27,7.6,0,0.74,5.6239999999999997,0,0,0,2.4378560676532768,33.930136405919669]
[1997,11,28,6,0,0.74,4.4399999999999995,0,0,0,2.4378560676532768,31.927992473572949]
[1997,11,29,8,0,0.74,5.92,0,0,0,2.4378560676532768,28.445848541226226]
[1997,11,30,6.4,0,0.74,4.7359999999999998,0,0,0,2.4378560676532768,26.147704608879504]
[1997,12,1,8.1,25.9,0.78,6.3179999999999996,0,22.014999999999997,0,2.4378560676532768,44.282560676532782]
[1997,12,2,6,0,0.78,4.68,0,0,0,2.4378560676532768,42.040416744186061]
[1997,12,3,8,0,0.78,6.24,0,0,0,2.4378560676532768,38.238272811839337]
[1997,12,4,6.4,0,0.78,4.9920000000000009,0,0,0,2.4378560676532768,35.684128879492619]
[1997,12,5,7,0,0.78,5.46,0,0,0,2.4378560676532768,32.661984947145896]
[1997,12,6,6,0,0.78,4.68,0,0,0,2.4378560676532768,30.419841014799175]
[1997,12,7,6.2,0,0.78,4.8360000000000003,0,0,0,2.4378560676532768,28.021697082452455]
[1997,12,8,7.8,3.8,0.78,6.0839999999999996,0,3.23,0,2.4378560676532768,27.605553150105731]
[1997,12,9,1.8,0,0.78,1.4040000000000001,0,0,0,2.4378560676532768,28.639409217759006]
[1997,12,10,3.6,4.2,0.78,2.8080000000000003,0,3.57,0,2.4378560676532768,31.839265285412282]
[1997,12,11,5.2,0,0.78,4.056,0,0,0,2.4378560676532768,30.221121353065559]
[1997,12,12,6.2,1.2,0.78,4.8360000000000003,0,1.02,0,2.4378560676532768,28.842977420718839]
[1997,12,13,3.8,0,0.78,2.964,0,0,0,2.4378560676532768,28.316833488372119]
[1997,12,14,6.2,0,0.78,4.8360000000000003,0,0,0,2.4378560676532768,25.918689556025399]
[1997,12,15,7.8,24.6,0.78,6.0839999999999996,0,20.91,0,2.4378560676532768,43.182545623678678]
[1997,12,16,5.8,0,0.78,4.524,0,0,0,2.4378560676532768,41.096401691331955]
[1997,12,17,7.8,0,0.78,6.0839999999999996,0,0,0,2.4378560676532768,37.450257758985231]
[1997,12,18,8,0,0.78,6.24,0,0,0,2.4378560676532768,33.648113826638507]
[1997,12,19,8.8000000000000007,0,0.78,6.8640000000000008,0,0,0,2.4378560676532768,29.221969894291785]
[1997,12,20,4.8,0,0.78,3.7439999999999998,0,0,0,2.4378560676532768,27.91582596194506]
[1997,12,21,6.4,0,0.78,4.9920000000000009,0,0,0,2.4378560676532768,25.361682029598338]
[1997,12,22,7.4,0,0.78,5.7720000000000002,0,0,0,2.4378560676532768,22.027538097251615]
[1997,12,23,9.6,0,0.78,7.4879999999999995,0,0,0,2.4378560676532768,16.977394164904894]
[1997,12,24,4.4000000000000004,6.2,0.78,3.4320000000000004,0,5.27,0,2.4378560676532768,21.253250232558166]
[1997,12,25,7.4,40.200000000000003,0.78,5.7720000000000002,0,34.17,0,2.4378560676532768,52.089106300211448]
[1997,12,26,3.8,0.8,0.78,2.964,5,0.68,0,2.4378560676532768,47.242962367864727]
[1997,12,27,6.6,1.8,0.78,5.1479999999999997,2.2429623678647275,1.53,0,2.4378560676532768,43.819856067653284]
[1997,12,28,5.4,18.2,0.78,4.2120000000000006,0,15.469999999999999,0,2.4378560676532768,57.515712135306558]
[1997,12,29,6.2,0,0.78,4.8360000000000003,5,0,0,2.4378560676532768,50.117568202959838]
[1997,12,30,4.5999999999999996,0.6,0.78,3.5879999999999996,5,0.51,0,2.4378560676532768,44.477424270613113]
[1997,12,31,5.8,0,0.78,4.524,0,0,0,2.4378560676532768,42.391280338266391]
[1998,1,1,5,0,0.78,3.9000000000000004,0,0,0,2.4378560676532768,40.929136405919671]
[1998,1,2,5,24,0.78,3.9000000000000004,0,20.399999999999999,0,2.4378560676532768,59.86699247357295]
[1998,1,3,6.2,0,0.78,4.8360000000000003,5,0,0,2.4378560676532768,52.46884854122623]
[1998,1,4,7.2,0,0.78,5.6160000000000005,5,0,0,2.4378560676532768,44.290704608879508]
[1998,1,5,8,0,0.78,6.24,0,0,0,2.4378560676532768,40.488560676532785]
[1998,1,6,6.6,0,0.78,5.1479999999999997,0,0,0,2.4378560676532768,37.77841674418606]
[1998,1,7,3,0.6,0.78,2.34,0,0.51,0,2.4378560676532768,38.386272811839333]
[1998,1,8,6,0,{"$f":"INDEX($Q$27:$T$27,CEILING((1+MOD(B6438,12))/3,1))","v":0.78},4.68,0,0,0,2.4378560676532768,36.144128879492612]
[1998,1,9,6,7.2,0.78,4.68,0,{"$f":"MIN($B$21*E6439,$B$26-L6438+G6439+H6439)","v":6.12},0,2.4378560676532768,{"$f":"MAX(0,L6438+I6439+K6439-G6439-H6439)","v":40.021984947145889}]
[1998,1,10,3.4,4,0.78,{"$f":"IF(2*( L6439/$C$26)  <0.5,D6440*F6440*      4         *(L6439/$C$26),D6440*F6440)","v":2.6520000000000001},{"$f":"MIN($B$22, MAX(0, L6439-$C$26))","v":0},3.4,{"$f":"MAX(0,L6439+I6440+$B$28-$B$26-H6440-G6440)","v":0},{"$f":"$B$28","v":2.4378560676532768},43.207841014799165]
[1998,1,11,5.6,5.2,0.78,4.3679999999999994,0,4.42,0,2.4378560676532768,45.697697082452443]
[1998,1,12,5.4,1.8,0.78,4.2120000000000006,0.69769708245244288,1.53,0,2.4378560676532768,44.755856067653276]
[1998,1,13,3.4,0.2,0.78,2.6520000000000001,0,0.17,0,2.4378560676532768,44.711712135306556]
[1998,1,14,4.4000000000000004,0.8,0.78,3.4320000000000004,0,0.68,0,2.4378560676532768,44.397568202959832]
[1998,1,15,3.8,0.4,0.78,2.964,0,0.34,0,2.4378560676532768,44.211424270613115]
[1998,1,16,4,3.4,0.78,3.12,0,2.8899999999999997,0,2.4378560676532768,46.419280338266397]
[1998,1,17,2.8,2.6,0.78,2.1839999999999997,1.4192803382663968,2.21,0,2.4378560676532768,47.463856067653282]
[1998,1,18,2.4,1.6,0.78,1.8719999999999999,2.4638560676532819,1.36,0,2.4378560676532768,46.925856067653278]
[1998,1,19,6.4,0,0.78,4.9920000000000009,1.9258560676532781,0,0,2.4378560676532768,42.445856067653274]
[1998,1,20,7,0,0.78,5.46,0,0,0,2.4378560676532768,39.423712135306552]
[1998,1,21,5.6,0,0.78,4.3679999999999994,0,0,0,2.4378560676532768,37.493568202959828]
[1998,1,22,6.8,0.5,0.78,5.3040000000000003,0,0.42499999999999999,0,2.4378560676532768,35.052424270613102]
[1998,1,23,5.4,0,0.78,4.2120000000000006,0,0,0,2.4378560676532768,33.278280338266377]
[1998,1,24,6.2,0,0.78,4.8360000000000003,0,0,0,2.4378560676532768,30.880136405919657]
[1998,1,25,8.1999999999999993,0,0.78,6.3959999999999999,0,0,0,2.4378560676532768,26.921992473572935]
[1998,1,26,6.6,0,0.78,5.1479999999999997,0,0,0,2.4378560676532768,24.211848541226214]
[1998,1,27,7.4,0,0.78,5.7720000000000002,0,0,0,2.4378560676532768,20.87770460887949]
[1998,1,28,5.4,0,0.78,4.2120000000000006,0,0,0,2.4378560676532768,19.103560676532769]
[1998,1,29,4,0,0.78,3.12,0,0,0,2.4378560676532768,18.421416744186043]
[1998,1,30,7.4,0.6,0.78,5.7720000000000002,0,0.51,0,2.4378560676532768,15.597272811839323]
[1998,1,31,3.2,2.6,0.78,2.4960000000000004,0,2.21,0,2.4378560676532768,17.749128879492595]
[1998,2,1,1.2,26.2,0.78,0.93599999999999994,0,22.27,0,2.4378560676532768,41.520984947145877]
[1998,2,2,4.5999999999999996,0,0.78,3.5879999999999996,0,0,0,2.4378560676532768,40.370841014799154]
[1998,2,3,5,0,0.78,3.9000000000000004,0,0,0,2.4378560676532768,38.908697082452434]
[1998,2,4,7.4,0,0.78,5.7720000000000002,0,0,0,2.4378560676532768,35.574553150105714]
[1998,2,5,5,0,0.78,3.9000000000000004,0,0,0,2.4378560676532768,34.112409217758994]
[1998,2,6,8,0,0.78,6.24,0,0,0,2.4378560676532768,30.310265285412271]
[1998,2,7,5.2,0,0.78,4.056,0,0,0,2.4378560676532768,28.692121353065549]
[1998,2,8,6.6,0.6,0.78,5.1479999999999997,0,0.51,0,2.4378560676532768,26.491977420718829]
[1998,2,9,10.8,41.2,0.78,8.4240000000000013,0,35.020000000000003,0,2.4378560676532768,55.525833488372115]
[1998,2,10,4,50.6,0.78,3.12,5,43.01,0,2.4378560676532768,92.853689556025373]
[1998,2,11,1.2,12,0.78,0.93599999999999994,5,10.199999999999999,0,2.4378560676532768,99.555545623678654]
[1998,2,12,2.6,1.4,0.78,2.028,5,1.19,0,2.4378560676532768,96.155401691331917]
[1998,2,13,4.2,0.2,0.78,3.2760000000000002,5,0.17,0,2.4378560676532768,90.487257758985194]
[1998,2,14,4.8,0.4,0.78,3.7439999999999998,5,0.34,0,2.4378560676532768,84.521113826638469]
[1998,2,15,5.2,0,0.78,4.056,5,0,0,2.4378560676532768,77.902969894291743]
[1998,2,16,5.5,11.9,0.78,4.29,5,10.115,0,2.4378560676532768,81.165825961945004]
[1998,2,17,5.2,0,0.78,4.056,5,0,0,2.4378560676532768,74.547682029598278]
[1998,2,18,4.8,0.8,0.78,3.7439999999999998,5,0.68,0,2.4378560676532768,68.921538097251556]
[1998,2,19,6.2,0,0.78,4.8360000000000003,5,0,0,2.4378560676532768,61.523394164904829]
[1998,2,20,6.4,0,0.78,4.9920000000000009,5,0,0,2.4378560676532768,53.96925023255811]
[1998,2,21,7,0,0.78,5.46,5,0,0,2.4378560676532768,45.947106300211388]
[1998,2,22,5.2,0,0.78,4.056,0.94710630021138797,0,0,2.4378560676532768,43.381856067653281]
[1998,2,23,6.6,0,0.78,5.1479999999999997,0,0,0,2.4378560676532768,40.671712135306564]
[1998,2,24,6.4,0,0.78,4.9920000000000009,0,0,0,2.4378560676532768,38.117568202959845]
[1998,2,25,6.2,0,0.78,4.8360000000000003,0,0,0,2.4378560676532768,35.719424270613125]
[1998,2,26,6.6,0,0.78,5.1479999999999997,0,0,0,2.4378560676532768,33.009280338266407]
[1998,2,27,4.2,1.8,0.78,3.2760000000000002,0,1.53,0,2.4378560676532768,33.701136405919684]
[1998,2,28,4.4000000000000004,1.4,0.78,3.4320000000000004,0,1.19,0,2.4378560676532768,33.896992473572958]
[1998,3,1,2.8,24.6,0.75,2.0999999999999996,0,20.91,0,2.4378560676532768,55.144848541226239]
[1998,3,2,5.0999999999999996,4.0999999999999996,0.75,3.8249999999999997,5,3.4849999999999994,0,2.4378560676532768,52.242704608879514]
[1998,3,3,5.4,0,0.75,4.0500000000000007,5,0,0,2.4378560676532768,45.630560676532795]
[1998,3,4,4.4000000000000004,0.4,0.75,3.3000000000000003,0.63056067653279513,0.34,0,2.4378560676532768,44.477856067653285]
[1998,3,5,6,0,0.75,4.5,0,0,0,2.4378560676532768,42.415712135306563]
[1998,3,6,7.4,0,0.75,5.5500000000000007,0,0,0,2.4378560676532768,39.303568202959838]
[1998,3,7,6.6,0,0.75,4.9499999999999993,0,0,0,2.4378560676532768,36.79142427061312]
[1998,3,8,6,0,0.75,4.5,0,0,0,2.4378560676532768,34.729280338266399]
[1998,3,9,6,0,0.75,4.5,0,0,0,2.4378560676532768,32.667136405919678]
[1998,3,10,4,0,0.75,3,0,0,0,2.4378560676532768,32.104992473572956]
[1998,3,11,6.2,0,0.75,4.6500000000000004,0,0,0,2.4378560676532768,29.892848541226236]
[1998,3,12,5,0,0.75,3.75,0,0,0,2.4378560676532768,28.580704608879515]
[1998,3,13,5,0,{"$f":"INDEX($Q$27:$T$27,CEILING((1+MOD(B6502,12))/3,1))","v":0.75},3.75,0,0,0,2.4378560676532768,27.268560676532793]
[1998,3,14,5.4,0,0.75,4.0500000000000007,0,{"$f":"MIN($B$21*E6503,$B$26-L6502+G6503+H6503)","v":0},0,2.4378560676532768,{"$f":"MAX(0,L6502+I6503+K6503-G6503-H6503)","v":25.656416744186071}]
[1998,3,15,5.6,0,0.75,{"$f":"IF(2*( L6503/$C$26)  <0.5,D6504*F6504*      4         *(L6503/$C$26),D6504*F6504)","v":4.1999999999999993},{"$f":"MIN($B$22, MAX(0, L6503-$C$26))","v":0},0,{"$f":"MAX(0,L6503+I6504+$B$28-$B$26-H6504-G6504)","v":0},{"$f":"$B$28","v":2.4378560676532768},23.894272811839347]
[1998,3,16,5.4,0,0.75,4.0500000000000007,0,0,0,2.4378560676532768,22.282128879492621]
[1998,3,17,6.6,0,0.75,4.9499999999999993,0,0,0,2.4378560676532768,19.769984947145897]
[1998,3,18,4,0,0.75,3,0,0,0,2.4378560676532768,19.207841014799172]
[1998,3,19,4,0,0.75,3,0,0,0,2.4378560676532768,18.64569708245245]
[1998,3,20,6.6,0,0.75,4.9499999999999993,0,0,0,2.4378560676532768,16.13355315010573]
[1998,3,21,6,0,0.75,4.5,0,0,0,2.4378560676532768,14.071409217759005]
[1998,3,22,6.4,0,0.75,4.8000000000000007,0,0,0,2.4378560676532768,11.709265285412283]
[1998,3,23,4.8,0,0.75,3.5999999999999996,0,0,0,2.4378560676532768,10.54712135306556]
[1998,3,24,6,0,0.75,4.2188485412262242,0,0,0,2.4378560676532768,8.7661288794926122]
[1998,3,25,5.8,0.8,0.75,3.3895698334038098,0,0.68,0,2.4378560676532768,8.4944151137420789]
[1998,3,26,5,1.6,0.75,2.831471704580693,0,1.36,0,2.4378560676532768,9.4607994768146622]
[1998,3,27,3.6,0.4,0.75,2.2705918744355191,0,0.34,0,2.4378560676532768,9.9680636700324197]
[1998,3,28,4.2,0,0.75,2.7910578276090781,0,0,0,2.4378560676532768,9.6148619100766179]
[1998,3,29,6.8,0,0.75,4.3587373992347329,0,0,0,2.4378560676532768,7.6939805784951618]
[1998,3,30,6,0.6,0.75,3.0775922313980648,0,0.51,0,2.4378560676532768,7.5642444147503749]
[1998,3,31,4,0,0.75,2.0171318439334334,0,0,0,2.4378560676532768,7.9849686384702183]
[1998,4,1,7.6,0,0.75,4.0457174434915775,0,0,0,2.4378560676532768,6.3771072626319185]
[1998,4,2,2.7,55.6,0.75,1.1478793072737454,0,47.26,0,2.4378560676532768,54.927084023011446]
[1998,4,3,0.8,3,0.75,0.60000000000000009,5,2.5499999999999998,0,2.4378560676532768,54.31494009066472]
[1998,4,4,2.8,0,0.75,2.0999999999999996,5,0,0,2.4378560676532768,49.652796158317997]
[1998,4,5,5.2,0.2,0.75,3.9000000000000004,4.6527961583179973,0.17,0,2.4378560676532768,43.707856067653282]
[1998,4,6,4.2,0,0.75,3.1500000000000004,0,0,0,2.4378560676532768,42.995712135306562]
[1998,4,7,4.5999999999999996,1.2,0.75,3.4499999999999997,0,1.02,0,2.4378560676532768,43.003568202959841]
[1998,4,8,3.2,0,0.75,2.4000000000000004,0,0,0,2.4378560676532768,43.04142427061312]
[1998,4,9,4.5999999999999996,0,0.75,3.4499999999999997,0,0,0,2.4378560676532768,42.029280338266396]
[1998,4,10,3.2,0,0.75,2.4000000000000004,0,0,0,2.4378560676532768,42.067136405919676]
[1998,4,11,1.4,2.8,0.75,1.0499999999999998,0,2.38,0,2.4378560676532768,45.83499247357296]
[1998,4,12,3.2,0,0.75,2.4000000000000004,0.83499247357296014,0,0,2.4378560676532768,45.03785606765328]
[1998,4,13,6,0,0.75,4.5,3.7856067653279979E-2,0,0,2.4378560676532768,42.937856067653279]
[1998,4,14,4,0,0.75,3,0,0,0,2.4378560676532768,42.375712135306557]
[1998,4,15,0,84.6,0.75,0,0,68.624287864693443,2.4378560676532715,2.4378560676532768,113.43785606765327]
[1998,4,16,0.8,29.8,0.75,0.60000000000000009,5,3.1621439323467286,2.4378560676532657,2.4378560676532768,113.43785606765327]
[1998,4,17,1.5,40.9,0.75,1.125,5,3.6871439323467285,2.4378560676532715,2.4378560676532768,113.43785606765327]
[1998,4,18,1.2,29.4,0.75,0.89999999999999991,5,3.4621439323467285,2.4378560676532772,2.4378560676532768,113.43785606765327]
[1998,4,19,1.8,14.2,0.75,1.35,5,3.9121439323467286,2.4378560676532657,2.4378560676532768,113.43785606765327]
[1998,4,20,2.6,3.8,0.75,1.9500000000000002,5,3.23,1.1557121353065467,2.4378560676532768,112.15571213530654]
[1998,4,21,3.8,0.8,0.75,2.8499999999999996,5,0.68,0,2.4378560676532768,107.42356820295983]
[1998,4,22,2.4,0.2,0.75,1.7999999999999998,5,0.17,0,2.4378560676532768,103.2314242706131]
[1998,4,23,3.8,0.4,0.75,2.8499999999999996,5,0.34,0,2.4378560676532768,98.159280338266385]
[1998,4,24,3,47.4,0.75,2.25,5,20.090719661733615,2.4378560676532715,2.4378560676532768,113.43785606765327]
[1998,4,25,5.4,0,0.75,4.0500000000000007,5,0,0,2.4378560676532768,106.82571213530655]
[1998,4,26,5,0,0.75,3.75,5,0,0,2.4378560676532768,100.51356820295982]
[1998,4,27,6.6,0,0.75,4.9499999999999993,5,0,0,2.4378560676532768,93.001424270613086]
[1998,4,28,3.8,0,0.75,2.8499999999999996,5,0,0,2.4378560676532768,87.589280338266363]
[1998,4,29,1.2,0,0.75,0.89999999999999991,5,0,0,2.4378560676532768,84.127136405919629]
[1998,4,30,3.4,0,0.75,2.5499999999999998,5,0,0,2.4378560676532768,79.014992473572903]
[1998,5,1,3.6,0,0.75,2.7,5,0,0,2.4378560676532768,73.752848541226172]
[1998,5,2,3,0,0.75,2.25,5,0,0,2.4378560676532768,68.940704608879443]
[1998,5,3,0.2,0,0.75,0.15000000000000002,5,0,0,2.4378560676532768,66.228560676532709]
[1998,5,4,3.6,0,0.75,2.7,5,0,0,2.4378560676532768,60.966416744185977]
[1998,5,5,1.5,51.6,0.75,1.125,5,43.86,0,2.4378560676532768,101.13927281183925]
[1998,5,6,0.8,1,0.75,0.60000000000000009,5,0.85,0,2.4378560676532768,98.82712887949252]
[1998,5,7,5,0,0.75,3.75,5,0,0,2.4378560676532768,92.514984947145791]
[1998,5,8,2.8,0,0.75,2.0999999999999996,5,0,0,2.4378560676532768,87.852841014799068]
[1998,5,9,2.6,0,0.75,1.9500000000000002,5,0,0,2.4378560676532768,83.340697082452337]
[1998,5,10,3.6,0,0.75,2.7,5,0,0,2.4378560676532768,78.078553150105606]
[1998,5,11,4.8,0,0.75,3.5999999999999996,5,0,0,2.4378560676532768,71.916409217758883]
[1998,5,12,3.6,0,0.75,2.7,5,0,0,2.4378560676532768,66.654265285412151]
[1998,5,13,3.4,0,0.75,2.5499999999999998,5,0,0,2.4378560676532768,61.542121353065426]
[1998,5,14,0.4,31.2,0.75,0.30000000000000004,5,26.52,0,2.4378560676532768,85.199977420718696]
[1998,5,15,2,8,0.75,1.5,5,6.8,0,2.4378560676532768,87.937833488371965]
[1998,5,16,0.6,18,{"$f":"INDEX($Q$27:$T$27,CEILING((1+MOD(B6566,12))/3,1))","v":0.75},0.44999999999999996,5,15.299999999999999,0,2.4378560676532768,100.22568955602523]
[1998,5,17,1.2,0.8,0.75,0.89999999999999991,5,{"$f":"MIN($B$21*E6567,$B$26-L6566+G6567+H6567)","v":0.68},0,2.4378560676532768,{"$f":"MAX(0,L6566+I6567+K6567-G6567-H6567)","v":97.443545623678503}]
[1998,5,18,1.4,1.8,0.75,{"$f":"IF(2*( L6567/$C$26)  <0.5,D6568*F6568*      4         *(L6567/$C$26),D6568*F6568)","v":1.0499999999999998},{"$f":"MIN($B$22, MAX(0, L6567-$C$26))","v":5},1.53,{"$f":"MAX(0,L6567+I6568+$B$28-$B$26-H6568-G6568)","v":0},{"$f":"$B$28","v":2.4378560676532768},95.361401691331778]
[1998,5,19,4.2,0.8,0.75,3.1500000000000004,5,0.68,0,2.4378560676532768,90.329257758985051]
[1998,5,20,2.2000000000000002,0,0.75,1.6500000000000001,5,0,0,2.4378560676532768,86.117113826638317]
[1998,5,21,5.6,0,0.75,4.1999999999999993,5,0,0,2.4378560676532768,79.354969894291585]
[1998,5,22,3.6,0,0.75,2.7,5,0,0,2.4378560676532768,74.092825961944854]
[1998,5,23,2.2000000000000002,0,0.75,1.6500000000000001,5,0,0,2.4378560676532768,69.88068202959812]
[1998,5,24,3.8,0,0.75,2.8499999999999996,5,0,0,2.4378560676532768,64.468538097251397]
[1998,5,25,5.8,0,0.75,4.3499999999999996,5,0,0,2.4378560676532768,57.556394164904667]
[1998,5,26,1.6,0,0.75,1.2000000000000002,5,0,0,2.4378560676532768,53.794250232557943]
[1998,5,27,3.4,0,0.75,2.5499999999999998,5,0,0,2.4378560676532768,48.682106300211224]
[1998,5,28,3,0,0.75,2.25,3.682106300211224,0,0,2.4378560676532768,45.187856067653279]
[1998,5,29,2,0,0.75,1.5,0.18785606765327856,0,0,2.4378560676532768,45.937856067653279]
[1998,5,30,2.6,0,0.75,1.9500000000000002,0.93785606765327856,0,0,2.4378560676532768,45.487856067653276]
[1998,5,31,2.8,0.6,0.75,2.0999999999999996,0.48785606765327572,0.51,0,2.4378560676532768,45.847856067653275]
[1998,6,1,0.2,23.8,0.66,0.13200000000000001,0.84785606765327515,20.23,0,2.4378560676532768,67.53585606765327]
[1998,6,2,1,0,0.66,0.66,5,0,0,2.4378560676532768,64.313712135306545]
[1998,6,3,2.2000000000000002,0,0.66,1.4520000000000002,5,0,0,2.4378560676532768,60.299568202959819]
[1998,6,4,1.8,0,0.66,1.1880000000000002,5,0,0,2.4378560676532768,56.549424270613095]
[1998,6,5,1.2,0,0.66,0.79200000000000004,5,0,0,2.4378560676532768,53.195280338266372]
[1998,6,6,4,0,0.66,2.64,5,0,0,2.4378560676532768,47.99313640591965]
[1998,6,7,3.4,0,0.66,2.2440000000000002,2.9931364059196497,0,0,2.4378560676532768,45.193856067653279]
[1998,6,8,5.2,0,0.66,3.4320000000000004,0.19385606765327879,0,0,2.4378560676532768,44.005856067653276]
[1998,6,9,3,0,0.66,1.98,0,0,0,2.4378560676532768,44.463712135306558]
[1998,6,10,2.4,0,0.66,1.5840000000000001,0,0,0,2.4378560676532768,45.317568202959833]
[1998,6,11,2.8,0,0.66,1.8479999999999999,0.31756820295983346,0,0,2.4378560676532768,45.58985606765328]
[1998,6,12,3,0.4,0.66,1.98,0.58985606765327958,0.34,0,2.4378560676532768,45.797856067653285]
[1998,6,13,1.6,0,0.66,1.056,0.79785606765328509,0,0,2.4378560676532768,46.381856067653281]
[1998,6,14,2.6,0,0.66,1.7160000000000002,1.3818560676532812,0,0,2.4378560676532768,45.721856067653277]
[1998,6,15,2.2000000000000002,0,0.66,1.4520000000000002,0.72185606765327748,0,0,2.4378560676532768,45.98585606765328]
[1998,6,16,2,2,0.66,1.32,0.98585606765328038,1.7,0,2.4378560676532768,47.817856067653281]
[1998,6,17,0.2,8.1999999999999993,0.66,0.13200000000000001,2.8178560676532811,6.9699999999999989,0,2.4378560676532768,54.27585606765328]
[1998,6,18,3,14,0.66,1.98,5,11.9,0,2.4378560676532768,61.633712135306553]
[1998,6,19,1.4,13.4,0.66,0.92399999999999993,5,11.39,0,2.4378560676532768,69.537568202959818]
[1998,6,20,1.4,19,0.66,0.92399999999999993,5,16.149999999999999,0,2.4378560676532768,82.201424270613089]
[1998,6,21,1.2,3.2,0.66,0.79200000000000004,5,2.72,0,2.4378560676532768,81.567280338266357]
[1998,6,22,1.4,0,0.66,0.92399999999999993,5,0,0,2.4378560676532768,78.081136405919622]
[1998,6,23,4.4000000000000004,6.6,0.66,2.9040000000000004,5,5.6099999999999994,0,2.4378560676532768,78.224992473572897]
[1998,6,24,4,0,0.66,2.64,5,0,0,2.4378560676532768,73.022848541226168]
[1998,6,25,5.2,0,0.66,3.4320000000000004,5,0,0,2.4378560676532768,67.028704608879437]
[1998,6,26,3,0,0.66,1.98,5,0,0,2.4378560676532768,62.486560676532704]
[1998,6,27,1.8,0.4,0.66,1.1880000000000002,5,0.34,0,2.4378560676532768,59.076416744185977]
[1998,6,28,0.6,1.2,0.66,0.39600000000000002,5,1.02,0,2.4378560676532768,57.138272811839258]
[1998,6,29,1.2,0,0.66,0.79200000000000004,5,0,0,2.4378560676532768,53.784128879492535]
[1998,6,30,1,3.8,0.66,0.66,5,3.23,0,2.4378560676532768,53.791984947145814]
[1998,7,1,1.8,14,0.66,1.1880000000000002,5,11.9,0,2.4378560676532768,61.941841014799081]
[1998,7,2,2.8,0,0.66,1.8479999999999999,5,0,0,2.4378560676532768,57.531697082452354]
[1998,7,3,2.6,0,0.66,1.7160000000000002,5,0,0,2.4378560676532768,53.253553150105631]
[1998,7,4,1,2,0.66,0.66,5,1.7,0,2.4378560676532768,51.731409217758916]
[1998,7,5,1,3,0.66,0.66,5,2.5499999999999998,0,2.4378560676532768,51.059265285412195]
[1998,7,6,1.6,0,0.66,1.056,5,0,0,2.4378560676532768,47.441121353065476]
[1998,7,7,2.8,0,0.66,1.8479999999999999,2.4411213530654763,0,0,2.4378560676532768,45.58985606765328]
[1998,7,8,3.4,0,0.66,2.2440000000000002,0.58985606765327958,0,0,2.4378560676532768,45.193856067653279]
[1998,7,9,1.2,4.8,0.66,0.79200000000000004,0.19385606765327879,4.08,0,2.4378560676532768,50.725856067653275]
[1998,7,10,5.2,0,0.66,3.4320000000000004,5,0,0,2.4378560676532768,44.731712135306552]
[1998,7,11,2.4,0,0.66,1.5840000000000001,0,0,0,2.4378560676532768,45.585568202959827]
[1998,7,12,2.4,27.8,0.66,1.5840000000000001,0.58556820295982703,23.63,0,2.4378560676532768,69.483856067653278]
[1998,7,13,2,18.399999999999999,0.66,1.32,5,15.639999999999999,0,2.4378560676532768,81.241712135306557]
[1998,7,14,1,0.6,0.66,0.66,5,0.51,0,2.4378560676532768,78.529568202959837]
[1998,7,15,3.8,0,0.66,2.508,5,0,0,2.4378560676532768,73.459424270613113]
[1998,7,16,3.4,0,0.66,2.2440000000000002,5,0,0,2.4378560676532768,68.653280338266384]
[1998,7,17,1.6,6.2,0.66,1.056,5,5.27,0,2.4378560676532768,70.305136405919654]
[1998,7,18,2,0,0.66,1.32,5,0,0,2.4378560676532768,66.422992473572933]
[1998,7,19,0.6,6.4,{"$f":"INDEX($Q$27:$T$27,CEILING((1+MOD(B6630,12))/3,1))","v":0.66},0.39600000000000002,5,5.44,0,2.4378560676532768,68.904848541226201]
[1998,7,20,3.2,0,0.66,2.1120000000000001,5,{"$f":"MIN($B$21*E6631,$B$26-L6630+G6631+H6631)","v":0},0,2.4378560676532768,{"$f":"MAX(0,L6630+I6631+K6631-G6631-H6631)","v":64.230704608879478}]
[1998,7,21,1.8,0,0.66,{"$f":"IF(2*( L6631/$C$26)  <0.5,D6632*F6632*      4         *(L6631/$C$26),D6632*F6632)","v":1.1880000000000002},{"$f":"MIN($B$22, MAX(0, L6631-$C$26))","v":5},0,{"$f":"MAX(0,L6631+I6632+$B$28-$B$26-H6632-G6632)","v":0},{"$f":"$B$28","v":2.4378560676532768},60.480560676532747]
[1998,7,22,2.4,0.4,0.66,1.5840000000000001,5,0.34,0,2.4378560676532768,56.674416744186026]
[1998,7,23,3.2,0,0.66,2.1120000000000001,5,0,0,2.4378560676532768,52.000272811839302]
[1998,7,24,1.8,5.4,0.66,1.1880000000000002,5,4.59,0,2.4378560676532768,52.840128879492575]
[1998,7,25,2.2000000000000002,10.8,0.66,1.4520000000000002,5,9.18,0,2.4378560676532768,58.005984947145848]
[1998,7,26,1.6,12,0.66,1.056,5,10.199999999999999,0,2.4378560676532768,64.587841014799125]
[1998,7,27,1.4,3.6,0.66,0.92399999999999993,5,3.06,0,2.4378560676532768,64.161697082452392]
[1998,7,28,2.8,1,0.66,1.8479999999999999,5,0.85,0,2.4378560676532768,60.601553150105659]
[1998,7,29,2.8,12.8,0.66,1.8479999999999999,5,10.88,0,2.4378560676532768,67.071409217758927]
[1998,7,30,4.8,0,0.66,3.1680000000000001,5,0,0,2.4378560676532768,61.341265285412192]
[1998,7,31,3,0,0.66,1.98,5,0,0,2.4378560676532768,56.799121353065473]
[1998,8,1,2.8,0,0.66,1.8479999999999999,5,0,0,2.4378560676532768,52.388977420718753]
[1998,8,2,1.6,0.8,0.66,1.056,5,0.68,0,2.4378560676532768,49.450833488372034]
[1998,8,3,1.4,0,0.66,0.92399999999999993,4.4508334883720337,0,0,2.4378560676532768,46.513856067653279]
[1998,8,4,3.6,0,0.66,2.3760000000000003,1.5138560676532791,0,0,2.4378560676532768,45.061856067653281]
[1998,8,5,1.4,14.4,0.66,0.92399999999999993,6.1856067653280888E-2,12.24,0,2.4378560676532768,58.753856067653281]
[1998,8,6,1.6,24.6,0.66,1.056,5,20.91,0,2.4378560676532768,76.045712135306559]
[1998,8,7,4.8,0,0.66,3.1680000000000001,5,0,0,2.4378560676532768,70.315568202959824]
[1998,8,8,6.2,0,0.66,4.0920000000000005,5,0,0,2.4378560676532768,63.661424270613097]
[1998,8,9,3,0,0.66,1.98,5,0,0,2.4378560676532768,59.119280338266364]
[1998,8,10,3,0.6,0.66,1.98,5,0.51,0,2.4378560676532768,55.087136405919644]
[1998,8,11,1.4,0,0.66,0.92399999999999993,5,0,0,2.4378560676532768,51.600992473572923]
[1998,8,12,3.8,0,0.66,2.508,5,0,0,2.4378560676532768,46.530848541226199]
[1998,8,13,3.4,0,0.66,2.2440000000000002,1.5308485412261987,0,0,2.4378560676532768,45.193856067653279]
[1998,8,14,3,0,0.66,1.98,0.19385606765327879,0,0,2.4378560676532768,45.457856067653282]
[1998,8,15,2,0,0.66,1.32,0.45785606765328168,0,0,2.4378560676532768,46.117856067653278]
[1998,8,16,2.4,29,0.66,1.5840000000000001,1.1178560676532783,24.65,0,2.4378560676532768,70.50385606765326]
[1998,8,17,1.2,16.399999999999999,0.66,0.79200000000000004,5,13.939999999999998,0,2.4378560676532768,81.089712135306527]
[1998,8,18,2,1.2,0.66,1.32,5,1.02,0,2.4378560676532768,78.227568202959802]
[1998,8,19,2.4,2,0.66,1.5840000000000001,5,1.7,0,2.4378560676532768,75.781424270613073]
[1998,8,20,4,0,0.66,2.64,5,0,0,2.4378560676532768,70.579280338266344]
[1998,8,21,1.2,13,0.66,0.79200000000000004,5,11.049999999999999,0,2.4378560676532768,78.275136405919611]
[1998,8,22,3,0.8,0.66,1.98,5,0.68,0,2.4378560676532768,74.412992473572885]
[1998,8,23,1.6,0,0.66,1.056,5,0,0,2.4378560676532768,70.794848541226159]
[1998,8,24,1.8,3,0.66,1.1880000000000002,5,2.5499999999999998,0,2.4378560676532768,69.594704608879425]
[1998,8,25,4.4000000000000004,0.6,0.66,2.9040000000000004,5,0.51,0,2.4378560676532768,64.638560676532705]
[1998,8,26,2,1.2,0.66,1.32,5,1.02,0,2.4378560676532768,61.77641674418598]
[1998,8,27,4,21.4,0.66,2.64,5,18.189999999999998,0,2.4378560676532768,74.764272811839248]
[1998,8,28,4.2,1.4,0.66,2.7720000000000002,5,1.19,0,2.4378560676532768,70.620128879492512]
[1998,8,29,2.8,3,0.66,1.8479999999999999,5,2.5499999999999998,0,2.4378560676532768,68.759984947145782]
[1998,8,30,3.4,0,0.66,2.2440000000000002,5,0,0,2.4378560676532768,63.953841014799053]
[1998,8,31,3.4,0,0.66,2.2440000000000002,5,0,0,2.4378560676532768,59.147697082452325]
[1998,9,1,2.6,0,0.74,1.9239999999999999,5,0,0,2.4378560676532768,54.661553150105604]
[1998,9,2,3.8,0,0.74,2.8119999999999998,5,0,0,2.4378560676532768,49.287409217758885]
[1998,9,3,4,0,0.74,2.96,4.2874092177588849,0,0,2.4378560676532768,44.477856067653278]
[1998,9,4,3.6,0,0.74,2.6640000000000001,0,0,0,2.4378560676532768,44.251712135306555]
[1998,9,5,1.8,0,0.74,1.3320000000000001,0,0,0,2.4378560676532768,45.357568202959833]
[1998,9,6,2,1.4,0.74,1.48,0.3575682029598326,1.19,0,2.4378560676532768,47.147856067653279]
[1998,9,7,4.4000000000000004,8.1999999999999993,0.74,3.2560000000000002,2.1478560676532794,6.9699999999999989,0,2.4378560676532768,51.151856067653277]
[1998,9,8,3,0,0.74,2.2199999999999998,5,0,0,2.4378560676532768,46.369712135306557]
[1998,9,9,3.6,0,0.74,2.6640000000000001,1.3697121353065569,0,0,2.4378560676532768,44.773856067653277]
[1998,9,10,2.8,29.4,0.74,2.0720000000000001,0,24.99,0,2.4378560676532768,70.129712135306548]
[1998,9,11,3.6,5.4,0.74,2.6640000000000001,5,4.59,0,2.4378560676532768,69.493568202959821]
[1998,9,12,2.4,39.799999999999997,0.74,1.776,5,33.83,0,2.4378560676532768,98.985424270613095]
[1998,9,13,3,0,0.74,2.2199999999999998,5,0,0,2.4378560676532768,94.203280338266367]
[1998,9,14,6.4,0,0.74,4.7359999999999998,5,0,0,2.4378560676532768,86.905136405919635]
[1998,9,15,4.8,7.8,0.74,3.552,5,6.63,0,2.4378560676532768,87.420992473572895]
[1998,9,16,6.4,0,0.74,4.7359999999999998,5,0,0,2.4378560676532768,80.122848541226162]
[1998,9,17,4.5999999999999996,0,0.74,3.4039999999999999,5,0,0,2.4378560676532768,74.156704608879437]
[1998,9,18,3.4,0,0.74,2.516,5,0,0,2.4378560676532768,69.078560676532703]
[1998,9,19,3.6,0,0.74,2.6640000000000001,5,0,0,2.4378560676532768,63.852416744185973]
[1998,9,20,5.8,0,0.74,4.2919999999999998,5,0,0,2.4378560676532768,56.998272811839243]
[1998,9,21,4,0.8,{"$f":"INDEX($Q$27:$T$27,CEILING((1+MOD(B6694,12))/3,1))","v":0.74},2.96,5,0.68,0,2.4378560676532768,52.15612887949252]
[1998,9,22,3.8,0.4,0.74,2.8119999999999998,5,{"$f":"MIN($B$21*E6695,$B$26-L6694+G6695+H6695)","v":0.34},0,2.4378560676532768,{"$f":"MAX(0,L6694+I6695+K6695-G6695-H6695)","v":47.121984947145805}]
[1998,9,23,4,0.4,0.74,{"$f":"IF(2*( L6695/$C$26)  <0.5,D6696*F6696*      4         *(L6695/$C$26),D6696*F6696)","v":2.96},{"$f":"MIN($B$22, MAX(0, L6695-$C$26))","v":2.1219849471458048},0.34,{"$f":"MAX(0,L6695+I6696+$B$28-$B$26-H6696-G6696)","v":0},{"$f":"$B$28","v":2.4378560676532768},44.817856067653281]
[1998,9,24,3.6,0.2,0.74,2.6640000000000001,0,0.17,0,2.4378560676532768,44.76171213530656]
[1998,9,25,6.6,44,0.74,4.8839999999999995,0,37.4,0,2.4378560676532768,79.71556820295983]
[1998,9,26,0.8,2.2000000000000002,0.74,0.59199999999999997,5,1.87,0,2.4378560676532768,78.431424270613107]
[1998,9,27,2.8,0,0.74,2.0720000000000001,5,0,0,2.4378560676532768,73.797280338266376]
[1998,9,28,3.2,0,0.74,2.3679999999999999,5,0,0,2.4378560676532768,68.867136405919652]
[1998,9,29,4.5999999999999996,0,0.74,3.4039999999999999,5,0,0,2.4378560676532768,62.900992473572927]
[1998,9,30,4.5999999999999996,0,0.74,3.4039999999999999,5,0,0,2.4378560676532768,56.934848541226202]
[1998,10,1,4.4000000000000004,0,0.74,3.2560000000000002,5,0,0,2.4378560676532768,51.116704608879481]
[1998,10,2,5.6,0,0.74,4.1440000000000001,5,0,0,2.4378560676532768,44.410560676532761]
[1998,10,3,5.8,0,0.74,4.2919999999999998,0,0,0,2.4378560676532768,42.556416744186038]
[1998,10,4,6.8,0,0.74,5.032,0,0,0,2.4378560676532768,39.962272811839313]
[1998,10,5,6,0,0.74,4.4399999999999995,0,0,0,2.4378560676532768,37.960128879492594]
[1998,10,6,3.6,0,0.74,2.6640000000000001,0,0,0,2.4378560676532768,37.733984947145871]
[1998,10,7,5.2,3.4,0.74,3.8479999999999999,0,2.8899999999999997,0,2.4378560676532768,39.213841014799151]
[1998,10,8,5.6,0,0.74,4.1440000000000001,0,0,0,2.4378560676532768,37.507697082452431]
[1998,10,9,4,0,0.74,2.96,0,0,0,2.4378560676532768,36.985553150105709]
[1998,10,10,2,2,0.74,1.48,0,1.7,0,2.4378560676532768,39.643409217758993]
[1998,10,11,3.8,0.4,0.74,2.8119999999999998,0,0.34,0,2.4378560676532768,39.609265285412278]
[1998,10,12,5,0,0.74,3.7,0,0,0,2.4378560676532768,38.347121353065553]
[1998,10,13,4.5999999999999996,0,0.74,3.4039999999999999,0,0,0,2.4378560676532768,37.380977420718835]
[1998,10,14,5.8,0.6,0.74,4.2919999999999998,0,0.51,0,2.4378560676532768,36.03683348837211]
[1998,10,15,6,0,0.74,4.4399999999999995,0,0,0,2.4378560676532768,34.034689556025391]
[1998,10,16,6,0,0.74,4.4399999999999995,0,0,0,2.4378560676532768,32.032545623678672]
[1998,10,17,5,0,0.74,3.7,0,0,0,2.4378560676532768,30.770401691331951]
[1998,10,18,6.2,0,0.74,4.5880000000000001,0,0,0,2.4378560676532768,28.620257758985225]
[1998,10,19,7.4,0,0.74,5.476,0,0,0,2.4378560676532768,25.582113826638505]
[1998,10,20,8,0,0.74,5.92,0,0,0,2.4378560676532768,22.099969894291782]
[1998,10,21,3.8,2,0.74,2.8119999999999998,0,1.7,0,2.4378560676532768,23.425825961945055]
[1998,10,22,6.6,0,0.74,4.8839999999999995,0,0,0,2.4378560676532768,20.97968202959833]
[1998,10,23,6.4,0,0.74,4.7359999999999998,0,0,0,2.4378560676532768,18.681538097251607]
[1998,10,24,3.8,3,0.74,2.8119999999999998,0,2.5499999999999998,0,2.4378560676532768,20.857394164904886]
[1998,10,25,4.5999999999999996,0,0.74,3.4039999999999999,0,0,0,2.4378560676532768,19.891250232558161]
[1998,10,26,2.2000000000000002,14.8,0.74,1.6280000000000001,0,12.58,0,2.4378560676532768,33.281106300211441]
[1998,10,27,4.7,0.7,0.74,3.4780000000000002,0,0.59499999999999997,0,2.4378560676532768,32.835962367864717]
[1998,10,28,11,0,0.74,8.14,0,0,0,2.4378560676532768,27.133818435517995]
[1998,10,29,5.4,0.4,0.74,3.996,0,0.34,0,2.4378560676532768,25.915674503171271]
[1998,10,30,5.8,0,0.74,4.2919999999999998,0,0,0,2.4378560676532768,24.061530570824544]
[1998,10,31,0.8,6.6,0.74,0.59199999999999997,0,5.6099999999999994,0,2.4378560676532768,31.517386638477824]
[1998,11,1,4.2,3.2,0.74,3.1080000000000001,0,2.72,0,2.4378560676532768,33.567242706131104]
[1998,11,2,4.8,6.6,0.74,3.552,0,5.6099999999999994,0,2.4378560676532768,38.063098773784382]
[1998,11,3,5.4,0,0.74,3.996,0,0,0,2.4378560676532768,36.504954841437659]
[1998,11,4,4,0,0.74,2.96,0,0,0,2.4378560676532768,35.982810909090936]
[1998,11,5,4.5999999999999996,0,0.74,3.4039999999999999,0,0,0,2.4378560676532768,35.016666976744219]
[1998,11,6,6,0,0.74,4.4399999999999995,0,0,0,2.4378560676532768,33.0145230443975]
[1998,11,7,4.4000000000000004,0,0.74,3.2560000000000002,0,0,0,2.4378560676532768,32.196379112050778]
[1998,11,8,6.2,0,0.74,4.5880000000000001,0,0,0,2.4378560676532768,30.046235179704055]
[1998,11,9,6,1,0.74,4.4399999999999995,0,0.85,0,2.4378560676532768,28.894091247357338]
[1998,11,10,3.6,15.2,0.74,2.6640000000000001,0,12.92,0,2.4378560676532768,41.587947315010616]
[1998,11,11,4,0,0.74,2.96,0,0,0,2.4378560676532768,41.065803382663894]
[1998,11,12,4,0,0.74,2.96,0,0,0,2.4378560676532768,40.543659450317172]
[1998,11,13,3.6,0.6,0.74,2.6640000000000001,0,0.51,0,2.4378560676532768,40.827515517970447]
[1998,11,14,1,27.4,0.74,0.74,0,23.29,0,2.4378560676532768,65.815371585623723]
[1998,11,15,3.6,1.6,0.74,2.6640000000000001,5,1.36,0,2.4378560676532768,61.949227653276992]
[1998,11,16,7,0,0.74,5.18,5,0,0,2.4378560676532768,54.207083720930264]
[1998,11,17,4,1.6,0.74,2.96,5,1.36,0,2.4378560676532768,50.044939788583541]
[1998,11,18,5.4,0.4,0.74,3.996,5,0.34,0,2.4378560676532768,43.826795856236821]
[1998,11,19,1,60.4,0.74,0.74,0,51.339999999999996,0,2.4378560676532768,96.864651923890094]
[1998,11,20,5.4,1.4,0.74,3.996,5,1.19,0,2.4378560676532768,91.496507991543368]
[1998,11,21,4.4000000000000004,0,0.74,3.2560000000000002,5,0,0,2.4378560676532768,85.678364059196639]
[1998,11,22,5.2,0,0.74,3.8479999999999999,5,0,0,2.4378560676532768,79.268220126849911]
[1998,11,23,6.4,12.8,0.74,4.7359999999999998,5,10.88,0,2.4378560676532768,82.850076194503174]
[1998,11,24,7,3,{"$f":"INDEX($Q$27:$T$27,CEILING((1+MOD(B6758,12))/3,1))","v":0.74},5.18,5,2.5499999999999998,0,2.4378560676532768,77.657932262156436]
[1998,11,25,1.6,2,0.74,1.1839999999999999,5,{"$f":"MIN($B$21*E6759,$B$26-L6758+G6759+H6759)","v":1.7},0,2.4378560676532768,{"$f":"MAX(0,L6758+I6759+K6759-G6759-H6759)","v":75.611788329809713}]
[1998,11,26,2.6,6.8,0.74,{"$f":"IF(2*( L6759/$C$26)  <0.5,D6760*F6760*      4         *(L6759/$C$26),D6760*F6760)","v":1.9239999999999999},{"$f":"MIN($B$22, MAX(0, L6759-$C$26))","v":5},5.7799999999999994,{"$f":"MAX(0,L6759+I6760+$B$28-$B$26-H6760-G6760)","v":0},{"$f":"$B$28","v":2.4378560676532768},76.905644397462979]
[1998,11,27,4,12.8,0.74,2.96,5,10.88,0,2.4378560676532768,82.263500465116252]
[1998,11,28,5,0,0.74,3.7,5,0,0,2.4378560676532768,76.00135653276952]
[1998,11,29,4.2,1.2,0.74,3.1080000000000001,5,1.02,0,2.4378560676532768,71.351212600422784]
[1998,11,30,5.2,1.4,0.74,3.8479999999999999,5,1.19,0,2.4378560676532768,66.131068668076054]
[1998,12,1,4.8,0.8,0.78,3.7439999999999998,5,0.68,0,2.4378560676532768,60.504924735729332]
[1998,12,2,6,29,0.78,4.68,5,24.65,0,2.4378560676532768,77.912780803382617]
[1998,12,3,4.4000000000000004,3.4,0.78,3.4320000000000004,5,2.8899999999999997,0,2.4378560676532768,74.808636871035887]
[1998,12,4,6.6,0,0.78,5.1479999999999997,5,0,0,2.4378560676532768,67.098492938689162]
[1998,12,5,6.8,0.6,0.78,5.3040000000000003,5,0.51,0,2.4378560676532768,59.742349006342437]
[1998,12,6,4.2,1.4,0.78,3.2760000000000002,5,1.19,0,2.4378560676532768,55.09420507399571]
[1998,12,7,5.2,0,0.78,4.056,5,0,0,2.4378560676532768,48.476061141648991]
[1998,12,8,6.6,0.6,0.78,5.1479999999999997,3.4760611416489908,0.51,0,2.4378560676532768,42.799856067653273]
[1998,12,9,4.5999999999999996,0,0.78,3.5879999999999996,0,0,0,2.4378560676532768,41.649712135306551]
[1998,12,10,6.8,0,0.78,5.3040000000000003,0,0,0,2.4378560676532768,38.783568202959827]
[1998,12,11,5.6,0,0.78,4.3679999999999994,0,0,0,2.4378560676532768,36.853424270613104]
[1998,12,12,5.4,0,0.78,4.2120000000000006,0,0,0,2.4378560676532768,35.079280338266379]
[1998,12,13,6.2,0,0.78,4.8360000000000003,0,0,0,2.4378560676532768,32.681136405919659]
[1998,12,14,5.4,0,0.78,4.2120000000000006,0,0,0,2.4378560676532768,30.906992473572938]
[1998,12,15,8,0,0.78,6.24,0,0,0,2.4378560676532768,27.104848541226211]
[1998,12,16,5.2,0,0.78,4.056,0,0,0,2.4378560676532768,25.486704608879489]
[1998,12,17,3.8,0,0.78,2.964,0,0,0,2.4378560676532768,24.960560676532765]
[1998,12,18,5.8,0,0.78,4.524,0,0,0,2.4378560676532768,22.874416744186043]
[1998,12,19,7,40.799999999999997,0.78,5.46,0,34.68,0,2.4378560676532768,54.53227281183932]
[1998,12,20,4.4000000000000004,0,0.78,3.4320000000000004,5,0,0,2.4378560676532768,48.538128879492596]
[1998,12,21,5.8,0.4,0.78,4.524,3.5381288794925965,0.34,0,2.4378560676532768,43.253856067653281]
[1998,12,22,3.8,7.2,0.78,2.964,0,6.12,0,2.4378560676532768,48.847712135306558]
[1998,12,23,5.5,0.7,0.78,4.29,3.8477121353065584,0.59499999999999997,0,2.4378560676532768,43.742856067653278]
[1998,12,24,0.6,26.4,0.78,0.46799999999999997,0,22.439999999999998,0,2.4378560676532768,68.152712135306544]
[1998,12,25,3.2,5.4,0.78,2.4960000000000004,5,4.59,0,2.4378560676532768,67.684568202959824]
[1998,12,26,4.5999999999999996,0.8,0.78,3.5879999999999996,5,0.68,0,2.4378560676532768,62.214424270613108]
[1998,12,27,6.6,0,0.78,5.1479999999999997,5,0,0,2.4378560676532768,54.504280338266383]
[1998,12,28,9,0.2,0.78,7.0200000000000005,5,0.17,0,2.4378560676532768,45.092136405919661]
[1998,12,29,7.2,0,0.78,5.6160000000000005,9.2136405919660547E-2,0,0,2.4378560676532768,41.821856067653279]
[1998,12,30,5.2,0,0.78,4.056,0,0,0,2.4378560676532768,40.20371213530656]
[1998,12,31,4.5999999999999996,0,0.78,3.5879999999999996,0,0,0,2.4378560676532768,39.053568202959838]
[1999,1,1,2.6,16.600000000000001,0.78,2.028,0,14.110000000000001,0,2.4378560676532768,53.573424270613117]
[1999,1,2,2,22.4,0.78,1.56,5,19.04,0,2.4378560676532768,68.491280338266378]
[1999,1,3,1.2,7,0.78,0.93599999999999994,5,5.95,0,2.4378560676532768,70.94313640591966]
[1999,1,4,4.8,0,0.78,3.7439999999999998,5,0,0,2.4378560676532768,64.636992473572931]
[1999,1,5,5.6,1.4,0.78,4.3679999999999994,5,1.19,0,2.4378560676532768,58.896848541226198]
[1999,1,6,5.4,0.4,0.78,4.2120000000000006,5,0.34,0,2.4378560676532768,52.462704608879477]
[1999,1,7,5.6,0,0.78,4.3679999999999994,5,0,0,2.4378560676532768,45.532560676532754]
[1999,1,8,6.2,0,0.78,4.8360000000000003,0.53256067653275352,0,0,2.4378560676532768,42.60185606765328]
[1999,1,9,6.8,0,0.78,5.3040000000000003,0,0,0,2.4378560676532768,39.735712135306557]
[1999,1,10,7.8,35.799999999999997,0.78,6.0839999999999996,0,30.429999999999996,0,2.4378560676532768,66.519568202959817]
[1999,1,11,3.6,0,0.78,2.8080000000000003,5,0,0,2.4378560676532768,61.149424270613082]
[1999,1,12,6.6,0,0.78,5.1479999999999997,5,0,0,2.4378560676532768,53.439280338266357]
[1999,1,13,2.6,0,0.78,2.028,5,0,0,2.4378560676532768,48.849136405919637]
[1999,1,14,4.8,0,0.78,3.7439999999999998,3.8491364059196371,0,0,2.4378560676532768,43.693856067653279]
[1999,1,15,7,2.2000000000000002,0.78,5.46,0,1.87,0,2.4378560676532768,42.541712135306554]
[1999,1,16,5.2,0,0.78,4.056,0,0,0,2.4378560676532768,40.923568202959835]
[1999,1,17,5.8,0,0.78,4.524,0,0,0,2.4378560676532768,38.837424270613113]
[1999,1,18,6,0,0.78,4.68,0,0,0,2.4378560676532768,36.595280338266392]
[1999,1,19,5.6,0,0.78,4.3679999999999994,0,0,0,2.4378560676532768,34.665136405919668]
[1999,1,20,6.4,1.2,0.78,4.9920000000000009,0,1.02,0,2.4378560676532768,33.130992473572945]
[1999,1,21,4,1,0.78,3.12,0,0.85,0,2.4378560676532768,33.298848541226228]
[1999,1,22,6.7,0.7,0.78,5.226,0,0.59499999999999997,0,2.4378560676532768,31.105704608879506]
[1999,1,23,6.4,0.2,0.78,4.9920000000000009,0,0.17,0,2.4378560676532768,28.721560676532786]
[1999,1,24,5.2,0,0.78,4.056,0,0,0,2.4378560676532768,27.10341674418606]
[1999,1,25,5.4,2.4,0.78,4.2120000000000006,0,2.04,0,2.4378560676532768,27.369272811839334]
[1999,1,26,1.6,3.2,0.78,1.2480000000000002,0,2.72,0,2.4378560676532768,31.279128879492607]
[1999,1,27,4.2,0.2,{"$f":"INDEX($Q$27:$T$27,CEILING((1+MOD(B6822,12))/3,1))","v":0.78},3.2760000000000002,0,0.17,0,2.4378560676532768,30.610984947145884]
[1999,1,28,5.8,10.6,0.78,4.524,0,{"$f":"MIN($B$21*E6823,$B$26-L6822+G6823+H6823)","v":9.01},0,2.4378560676532768,{"$f":"MAX(0,L6822+I6823+K6823-G6823-H6823)","v":37.534841014799163}]
[1999,1,29,4.2,13,0.78,{"$f":"IF(2*( L6823/$C$26)  <0.5,D6824*F6824*      4         *(L6823/$C$26),D6824*F6824)","v":3.2760000000000002},{"$f":"MIN($B$22, MAX(0, L6823-$C$26))","v":0},11.049999999999999,{"$f":"MAX(0,L6823+I6824+$B$28-$B$26-H6824-G6824)","v":0},{"$f":"$B$28","v":2.4378560676532768},47.746697082452435]
[1999,1,30,6,0.2,0.78,4.68,2.7466970824524353,0.17,0,2.4378560676532768,42.927856067653281]
[1999,1,31,5.2,2,0.78,4.056,0,1.7,0,2.4378560676532768,43.009712135306565]
[1999,2,1,4.4000000000000004,29.2,0.78,3.4320000000000004,0,24.82,0,2.4378560676532768,66.835568202959834]
[1999,2,2,3,31,0.78,2.34,5,26.349999999999998,0,2.4378560676532768,88.283424270613096]
[1999,2,3,2.6,11,0.78,2.028,5,9.35,0,2.4378560676532768,93.043280338266356]
[1999,2,4,7.8,34.799999999999997,0.78,6.0839999999999996,5,29.040719661733643,2.437856067653275,2.4378560676532768,113.43785606765327]
[1999,2,5,3.6,11,0.78,2.8080000000000003,5,5.3701439323467284,2.4378560676532639,2.4378560676532768,113.43785606765326]
[1999,2,6,3,1.8,0.78,2.34,5,1.53,0,2.4378560676532768,110.06571213530653]
[1999,2,7,5.4,0,0.78,4.2120000000000006,5,0,0,2.4378560676532768,103.29156820295979]
[1999,2,8,0,55.4,0.78,0,5,12.708431797040205,2.4378560676532715,2.4378560676532768,113.43785606765327]
[1999,2,9,3.8,6.4,0.78,2.964,5,5.44,2.3517121353065407,2.4378560676532768,113.35171213530654]
[1999,2,10,0.6,21,0.78,0.46799999999999997,5,3.116287864693458,2.437856067653275,2.4378560676532768,113.43785606765327]
[1999,2,11,7.2,5,0.78,5.6160000000000005,5,4.25,0,2.4378560676532768,109.50971213530654]
[1999,2,12,7.4,5.8,0.78,5.7720000000000002,5,4.93,0,2.4378560676532768,106.1055682029598]
[1999,2,13,3.6,12.6,0.78,2.8080000000000003,5,10.709999999999999,0.44542427061306666,2.4378560676532768,111.44542427061306]
[1999,2,14,5.8,0,0.78,4.524,5,0,0,2.4378560676532768,104.35928033826633]
[1999,2,15,4.2,0.2,0.78,3.2760000000000002,5,0.17,0,2.4378560676532768,98.691136405919607]
[1999,2,16,5.4,0,0.78,4.2120000000000006,5,0,0,2.4378560676532768,91.916992473572876]
[1999,2,17,0.7,0,0.78,0.54599999999999993,5,0,0,2.4378560676532768,88.808848541226141]
[1999,2,18,5.6,0,0.78,4.3679999999999994,5,0,0,2.4378560676532768,81.878704608879417]
[1999,2,19,9,0,0.78,7.0200000000000005,5,0,0,2.4378560676532768,72.296560676532692]
[1999,2,20,3.6,9.6,0.78,2.8080000000000003,5,8.16,0,2.4378560676532768,75.086416744185954]
[1999,2,21,0.4,2.6,0.78,0.31200000000000006,5,2.21,0,2.4378560676532768,74.422272811839221]
[1999,2,22,3.2,9.4,0.78,2.4960000000000004,5,7.99,0,2.4378560676532768,77.354128879492492]
[1999,2,23,0.4,2.8,0.78,0.31200000000000006,5,2.38,0,2.4378560676532768,76.859984947145762]
[1999,2,24,3.2,1.6,0.78,2.4960000000000004,5,1.36,0,2.4378560676532768,73.161841014799037]
[1999,2,25,6.4,0.4,0.78,4.9920000000000009,5,0.34,0,2.4378560676532768,65.947697082452308]
[1999,2,26,3.2,10.4,0.78,2.4960000000000004,5,8.84,0,2.4378560676532768,69.729553150105588]
[1999,2,27,0.3,2.4,0.78,0.23399999999999999,5,2.04,0,2.4378560676532768,68.973409217758871]
[1999,2,28,0,151.4,0.78,0,5,47.026590782241129,2.4378560676532715,2.4378560676532768,113.43785606765327]
[1999,3,1,0,62.4,0.75,0,5,2.5621439323467285,2.4378560676532715,2.4378560676532768,113.43785606765327]
[1999,3,2,0,80.8,0.75,0,5,2.5621439323467285,2.4378560676532715,2.4378560676532768,113.43785606765327]
[1999,3,3,2.8,33.4,0.75,2.0999999999999996,5,4.6621439323467282,2.4378560676532661,2.4378560676532768,113.43785606765327]
[1999,3,4,2.6,26.8,0.75,1.9500000000000002,5,4.5121439323467287,2.4378560676532741,2.4378560676532768,113.43785606765327]
[1999,3,5,5.8,0,0.75,4.3499999999999996,5,0,0,2.4378560676532768,106.52571213530655]
[1999,3,6,6.2,0,0.75,4.6500000000000004,5,0,0,2.4378560676532768,99.313568202959814]
[1999,3,7,6,0,0.75,4.5,5,0,0,2.4378560676532768,92.251424270613086]
[1999,3,8,5.8,10.8,0.75,4.3499999999999996,5,9.18,0,2.4378560676532768,94.51928033826637]
[1999,3,9,3.4,38.200000000000003,0.75,2.5499999999999998,5,24.030719661733631,2.4378560676532688,2.4378560676532768,113.43785606765327]
[1999,3,10,4.5999999999999996,7.8,0.75,3.4499999999999997,5,6.0121439323467278,2.4378560676532746,2.4378560676532768,113.43785606765327]
[1999,3,11,1.8,1.8,0.75,1.35,5,1.53,5.5712135306543953E-2,2.4378560676532768,111.05571213530655]
[1999,3,12,4.4000000000000004,12,0.75,3.3000000000000003,5,8.244287864693451,2.4378560676532683,2.4378560676532768,113.43785606765327]
[1999,3,13,2.6,2.4,0.75,1.9500000000000002,5,2.04,0,2.4378560676532768,110.96571213530655]
[1999,3,14,4.4000000000000004,0,0.75,3.3000000000000003,5,0,0,2.4378560676532768,105.10356820295982]
[1999,3,15,4.5999999999999996,0,0.75,3.4499999999999997,5,0,0,2.4378560676532768,99.091424270613089]
[1999,3,16,5.6,0,0.75,4.1999999999999993,5,0,0,2.4378560676532768,92.329280338266358]
[1999,3,17,4.5999999999999996,0.6,0.75,3.4499999999999997,5,0.51,0,2.4378560676532768,86.827136405919632]
[1999,3,18,3.4,3.8,0.75,2.5499999999999998,5,3.23,0,2.4378560676532768,84.94499247357291]
[1999,3,19,5,0.2,0.75,3.75,5,0.17,0,2.4378560676532768,78.802848541226183]
[1999,3,20,3.6,9.1999999999999993,0.75,2.7,5,7.8199999999999994,0,2.4378560676532768,81.360704608879445]
[1999,3,21,0,89.2,0.75,0,5,34.639295391120555,2.4378560676532715,2.4378560676532768,113.43785606765327]
[1999,3,22,2,0,0.75,1.5,5,0,0,2.4378560676532768,109.37571213530654]
[1999,3,23,6.6,24.2,0.75,4.9499999999999993,5,11.574287864693456,2.437856067653275,2.4378560676532768,113.43785606765327]
[1999,3,24,3.4,7.8,0.75,2.5499999999999998,5,5.1121439323467284,2.4378560676532688,2.4378560676532768,113.43785606765327]
[1999,3,25,3.6,1.4,0.75,2.7,5,1.19,0,2.4378560676532768,109.36571213530654]
[1999,3,26,2.8,0.6,0.75,2.0999999999999996,5,0.51,0,2.4378560676532768,105.21356820295982]
[1999,3,27,4.2,0,0.75,3.1500000000000004,5,0,0,2.4378560676532768,99.501424270613086]
[1999,3,28,4,0,0.75,3,5,0,0,2.4378560676532768,93.939280338266357]
[1999,3,29,6.2,2.2000000000000002,0.75,4.6500000000000004,5,1.87,0,2.4378560676532768,88.597136405919628]
[1999,3,30,0.9,0.1,0.75,0.67500000000000004,5,8.5000000000000006E-2,0,2.4378560676532768,85.444992473572896]
[1999,3,31,2.9,0.3,0.75,2.1749999999999998,5,0.255,0,2.4378560676532768,80.962848541226165]
[1999,4,1,4.5999999999999996,0,{"$f":"INDEX($Q$27:$T$27,CEILING((1+MOD(B6886,12))/3,1))","v":0.75},3.4499999999999997,5,0,0,2.4378560676532768,74.950704608879434]
[1999,4,2,3,0.6,0.75,2.25,5,{"$f":"MIN($B$21*E6887,$B$26-L6886+G6887+H6887)","v":0.51},0,2.4378560676532768,{"$f":"MAX(0,L6886+I6887+K6887-G6887-H6887)","v":70.648560676532711}]
[1999,4,3,0,65.400000000000006,0.75,{"$f":"IF(2*( L6887/$C$26)  <0.5,D6888*F6888*      4         *(L6887/$C$26),D6888*F6888)","v":0},{"$f":"MIN($B$22, MAX(0, L6887-$C$26))","v":5},45.351439323467289,{"$f":"MAX(0,L6887+I6888+$B$28-$B$26-H6888-G6888)","v":2.4378560676532715},{"$f":"$B$28","v":2.4378560676532768},113.43785606765327]
[1999,4,4,1.8,26.4,0.75,1.35,5,3.9121439323467286,2.4378560676532657,2.4378560676532768,113.43785606765327]
[1999,4,5,2.2000000000000002,2,0.75,1.6500000000000001,5,1.7,0,2.4378560676532768,110.92571213530654]
[1999,4,6,2.4,18.399999999999999,0.75,1.7999999999999998,5,6.8742878646934598,2.4378560676532688,2.4378560676532768,113.43785606765327]
[1999,4,7,5,0,0.75,3.75,5,0,0,2.4378560676532768,107.12571213530654]
[1999,4,8,2.4,13.2,0.75,1.7999999999999998,5,10.674287864693458,2.4378560676532688,2.4378560676532768,113.43785606765327]
[1999,4,9,1,10.6,0.75,0.75,5,3.3121439323467285,2.4378560676532715,2.4378560676532768,113.43785606765327]
[1999,4,10,0,90.2,0.75,0,5,2.5621439323467285,2.4378560676532715,2.4378560676532768,113.43785606765327]
[1999,4,11,3.2,33.799999999999997,0.75,2.4000000000000004,5,4.9621439323467289,2.4378560676532768,2.4378560676532768,113.43785606765327]
[1999,4,12,3.8,14,0.75,2.8499999999999996,5,5.4121439323467282,2.4378560676532661,2.4378560676532768,113.43785606765327]
[1999,4,13,3.4,2.2000000000000002,0.75,2.5499999999999998,5,1.87,0,2.4378560676532768,110.19571213530655]
[1999,4,14,5.2,6.6,0.75,3.9000000000000004,5,5.6099999999999994,0,2.4378560676532768,109.34356820295982]
[1999,4,15,2.4,0.2,0.75,1.7999999999999998,5,0.17,0,2.4378560676532768,105.15142427061309]
[1999,4,16,4.4000000000000004,0,0.75,3.3000000000000003,5,0,0,2.4378560676532768,99.289280338266366]
[1999,4,17,2.2000000000000002,3.6,0.75,1.6500000000000001,5,3.06,0,2.4378560676532768,98.137136405919634]
[1999,4,18,1.6,0.4,0.75,1.2000000000000002,5,0.34,0,2.4378560676532768,94.714992473572906]
[1999,4,19,2.6,5.2,0.75,1.9500000000000002,5,4.42,0,2.4378560676532768,94.622848541226176]
[1999,4,20,4,0,0.75,3,5,0,0,2.4378560676532768,89.060704608879448]
[1999,4,21,2.8,0,0.75,2.0999999999999996,5,0,0,2.4378560676532768,84.398560676532725]
[1999,4,22,5,0,0.75,3.75,5,0,0,2.4378560676532768,78.086416744185996]
[1999,4,23,5.4,0,0.75,4.0500000000000007,5,0,0,2.4378560676532768,71.474272811839271]
[1999,4,24,3.4,0,0.75,2.5499999999999998,5,0,0,2.4378560676532768,66.362128879492545]
[1999,4,25,3.6,0,0.75,2.7,5,0,0,2.4378560676532768,61.099984947145813]
[1999,4,26,3.2,0,0.75,2.4000000000000004,5,0,0,2.4378560676532768,56.137841014799093]
[1999,4,27,4,0,0.75,3,5,0,0,2.4378560676532768,50.575697082452372]
[1999,4,28,5.4,0,0.75,4.0500000000000007,5,0,0,2.4378560676532768,43.963553150105653]
[1999,4,29,5.2,0,0.75,3.9000000000000004,0,0,0,2.4378560676532768,42.501409217758933]
[1999,4,30,2.8,0.4,0.75,2.0999999999999996,0,0.34,0,2.4378560676532768,43.179265285412214]
[1999,5,1,3.6,0.2,0.75,2.7,0,0.17,0,2.4378560676532768,43.087121353065491]
[1999,5,2,2.8,18.2,0.75,2.0999999999999996,0,15.469999999999999,0,2.4378560676532768,58.894977420718767]
[1999,5,3,1.8,12.2,0.75,1.35,5,10.37,0,2.4378560676532768,65.352833488372042]
[1999,5,4,2.2000000000000002,4.8,0.75,1.6500000000000001,5,4.08,0,2.4378560676532768,65.220689556025306]
[1999,5,5,3.4,0.6,0.75,2.5499999999999998,5,0.51,0,2.4378560676532768,60.618545623678585]
[1999,5,6,3.4,6.8,0.75,2.5499999999999998,5,5.7799999999999994,0,2.4378560676532768,61.286401691331861]
[1999,5,7,2.2000000000000002,10.8,0.75,1.6500000000000001,5,9.18,0,2.4378560676532768,66.254257758985133]
[1999,5,8,3.2,8.8000000000000007,0.75,2.4000000000000004,5,7.48,0,2.4378560676532768,68.772113826638403]
[1999,5,9,2.2000000000000002,5.2,0.75,1.6500000000000001,5,4.42,0,2.4378560676532768,68.979969894291671]
[1999,5,10,1.6,15.8,0.75,1.2000000000000002,5,13.43,0,2.4378560676532768,78.647825961944932]
[1999,5,11,1,2.8,0.75,0.75,5,2.38,0,2.4378560676532768,77.715682029598199]
[1999,5,12,3.2,41,0.75,2.4000000000000004,5,34.85,0,2.4378560676532768,107.60353809725147]
[1999,5,13,2.8,7.2,0.75,2.0999999999999996,5,6.12,0,2.4378560676532768,109.06139416490475]
[1999,5,14,4.5999999999999996,0,0.75,3.4499999999999997,5,0,0,2.4378560676532768,103.04925023255802]
[1999,5,15,2.8,0,0.75,2.0999999999999996,5,0,0,2.4378560676532768,98.3871063002113]
[1999,5,16,3,0,0.75,2.25,5,0,0,2.4378560676532768,93.574962367864572]
[1999,5,17,2.6,0.4,0.75,1.9500000000000002,5,0.34,0,2.4378560676532768,89.402818435517844]
[1999,5,18,1.4,3,0.75,1.0499999999999998,5,2.5499999999999998,0,2.4378560676532768,88.340674503171115]
[1999,5,19,2,25.2,0.75,1.5,5,21.419999999999998,0,2.4378560676532768,105.69853057082439]
[1999,5,20,1.8,8.8000000000000007,0.75,1.35,5,7.48,0,2.4378560676532768,109.26638663847767]
[1999,5,21,3.4,21,0.75,2.5499999999999998,5,9.2836133615223311,2.4378560676532688,2.4378560676532768,113.43785606765327]
[1999,5,22,2.6,11.8,0.75,1.9500000000000002,5,4.5121439323467287,2.4378560676532741,2.4378560676532768,113.43785606765327]
[1999,5,23,1.8,1.6,0.75,1.35,5,1.36,0,2.4378560676532768,110.88571213530655]
[1999,5,24,2.2000000000000002,6.2,0.75,1.6500000000000001,5,5.27,0.94356820295981536,2.4378560676532768,111.94356820295981]
[1999,5,25,2.2000000000000002,0.6,0.75,1.6500000000000001,5,0.51,0,2.4378560676532768,108.24142427061308]
[1999,5,26,2.4,0,0.75,1.7999999999999998,5,0,0,2.4378560676532768,103.87928033826635]
[1999,5,27,0.6,0,0.75,0.44999999999999996,5,0,0,2.4378560676532768,100.86713640591962]
[1999,5,28,2.2000000000000002,0,0.75,1.6500000000000001,5,0,0,2.4378560676532768,96.654992473572889]
[1999,5,29,2,0,0.75,1.5,5,0,0,2.4378560676532768,92.592848541226161]
[1999,5,30,2.4,0,0.75,1.7999999999999998,5,0,0,2.4378560676532768,88.230704608879435]
[1999,5,31,2.8,0,0.75,2.0999999999999996,5,0,0,2.4378560676532768,83.568560676532712]
[1999,6,1,2.6,0,0.66,1.7160000000000002,5,0,0,2.4378560676532768,79.29041674418599]
[1999,6,2,4,0,0.66,2.64,5,0,0,2.4378560676532768,74.088272811839261]
[1999,6,3,1,3.2,0.66,0.66,5,2.72,0,2.4378560676532768,73.586128879492534]
[1999,6,4,1.4,30,{"$f":"INDEX($Q$27:$T$27,CEILING((1+MOD(B6950,12))/3,1))","v":0.66},0.92399999999999993,5,25.5,0,2.4378560676532768,95.599984947145799]
[1999,6,5,0,79.400000000000006,0.66,0,5,{"$f":"MIN($B$21*E6951,$B$26-L6950+G6951+H6951)","v":20.400015052854201},2.4378560676532715,2.4378560676532768,{"$f":"MAX(0,L6950+I6951+K6951-G6951-H6951)","v":113.43785606765327}]
[1999,6,6,0.8,49.8,0.66,{"$f":"IF(2*( L6951/$C$26)  <0.5,D6952*F6952*      4         *(L6951/$C$26),D6952*F6952)","v":0.52800000000000002},{"$f":"MIN($B$22, MAX(0, L6951-$C$26))","v":5},3.0901439323467286,{"$f":"MAX(0,L6951+I6952+$B$28-$B$26-H6952-G6952)","v":2.4378560676532772},{"$f":"$B$28","v":2.4378560676532768},113.43785606765327]
[1999,6,7,1.2,15.6,0.66,0.79200000000000004,5,3.3541439323467284,2.4378560676532732,2.4378560676532768,113.43785606765327]
[1999,6,8,1.2,0.6,0.66,0.79200000000000004,5,0.51,0,2.4378560676532768,110.59371213530655]
[1999,6,9,1.6,20,0.66,1.056,5,6.4622878646934536,2.4378560676532688,2.4378560676532768,113.43785606765327]
[1999,6,10,0.8,53.8,0.66,0.52800000000000002,5,3.0901439323467286,2.4378560676532772,2.4378560676532768,113.43785606765327]
[1999,6,11,4,0,0.66,2.64,5,0,0,2.4378560676532768,108.23571213530654]
[1999,6,12,1.8,0,0.66,1.1880000000000002,5,0,0,2.4378560676532768,104.48556820295981]
[1999,6,13,2.2000000000000002,0,0.66,1.4520000000000002,5,0,0,2.4378560676532768,100.47142427061308]
[1999,6,14,2.4,0,0.66,1.5840000000000001,5,0,0,2.4378560676532768,96.325280338266353]
[1999,6,15,4,0,0.66,2.64,5,0,0,2.4378560676532768,91.123136405919624]
[1999,6,16,4,0,0.66,2.64,5,0,0,2.4378560676532768,85.920992473572895]
[1999,6,17,2.8,0,0.66,1.8479999999999999,5,0,0,2.4378560676532768,81.510848541226167]
[1999,6,18,2,0,0.66,1.32,5,0,0,2.4378560676532768,77.628704608879445]
[1999,6,19,2.2000000000000002,0,0.66,1.4520000000000002,5,0,0,2.4378560676532768,73.614560676532719]
[1999,6,20,3.2,0,0.66,2.1120000000000001,5,0,0,2.4378560676532768,68.940416744185995]
[1999,6,21,2.6,0,0.66,1.7160000000000002,5,0,0,2.4378560676532768,64.662272811839273]
[1999,6,22,3.4,0,0.66,2.2440000000000002,5,0,0,2.4378560676532768,59.856128879492545]
[1999,6,23,0.8,4.8,0.66,0.52800000000000002,5,4.08,0,2.4378560676532768,60.845984947145809]
[1999,6,24,1.4,29.2,0.66,0.92399999999999993,5,24.82,0,2.4378560676532768,82.179841014799067]
[1999,6,25,1,14.2,0.66,0.66,5,12.069999999999999,0,2.4378560676532768,91.027697082452335]
[1999,6,26,2.8,0,0.66,1.8479999999999999,5,0,0,2.4378560676532768,86.617553150105607]
[1999,6,27,3,30.4,0.66,1.98,5,25.84,0,2.4378560676532768,107.91540921775888]
[1999,6,28,3.8,36,0.66,2.508,5,10.592590782241121,2.437856067653267,2.4378560676532768,113.43785606765327]
[1999,6,29,3.8,35.200000000000003,0.66,2.508,5,5.0701439323467286,2.437856067653267,2.4378560676532768,113.43785606765327]
[1999,6,30,2.4,2.4,0.66,1.5840000000000001,5,2.04,0.33171213530654908,2.4378560676532768,111.33171213530655]
[1999,7,1,2.6,34.4,0.66,1.7160000000000002,5,6.3842878646934542,2.4378560676532652,2.4378560676532768,113.43785606765327]
[1999,7,2,3.6,17,0.66,2.3760000000000003,5,4.9381439323467289,2.4378560676532759,2.4378560676532768,113.43785606765327]
[1999,7,3,3.2,0,0.66,2.1120000000000001,5,0,0,2.4378560676532768,108.76371213530655]
[1999,7,4,0.6,22,0.66,0.39600000000000002,5,7.6322878646934518,2.4378560676532723,2.4378560676532768,113.43785606765327]
[1999,7,5,1,8.1999999999999993,0.66,0.66,5,3.2221439323467287,2.4378560676532679,2.4378560676532768,113.43785606765327]
[1999,7,6,1.6,0.4,0.66,1.056,5,0.34,0,2.4378560676532768,110.15971213530655]
[1999,7,7,1.2,0,0.66,0.79200000000000004,5,0,0,2.4378560676532768,106.80556820295982]
[1999,7,8,1.2,0.8,0.66,0.79200000000000004,5,0.68,0,2.4378560676532768,104.1314242706131]
[1999,7,9,1.4,3,0.66,0.92399999999999993,5,2.5499999999999998,0,2.4378560676532768,103.19528033826636]
[1999,7,10,1.2,24.4,0.66,0.79200000000000004,5,13.596719661733642,2.4378560676532732,2.4378560676532768,113.43785606765327]
[1999,7,11,1.2,8,0.66,0.79200000000000004,5,3.3541439323467284,2.4378560676532732,2.4378560676532768,113.43785606765327]
[1999,7,12,0.6,12.6,0.66,0.39600000000000002,5,2.9581439323467285,2.4378560676532723,2.4378560676532768,113.43785606765327]
[1999,7,13,1.8,2,0.66,1.1880000000000002,5,1.7,0.38771213530654558,2.4378560676532768,111.38771213530654]
[1999,7,14,2.4,0,0.66,1.5840000000000001,5,0,0,2.4378560676532768,107.24156820295981]
[1999,7,15,0.2,18.600000000000001,0.66,0.13200000000000001,5,8.890431797040188,2.4378560676532763,2.4378560676532768,113.43785606765327]
[1999,7,16,2.8,22.4,0.66,1.8479999999999999,5,4.4101439323467284,2.4378560676532706,2.4378560676532768,113.43785606765327]
[1999,7,17,1.4,0.6,0.66,0.92399999999999993,5,0.51,0,2.4378560676532768,110.46171213530654]
[1999,7,18,2.4,0,0.66,1.5840000000000001,5,0,0,2.4378560676532768,106.31556820295981]
[1999,7,19,3.6,0,0.66,2.3760000000000003,5,0,0,2.4378560676532768,101.37742427061308]
[1999,7,20,3.8,0,0.66,2.508,5,0,0,2.4378560676532768,96.307280338266352]
[1999,7,21,4,0,0.66,2.64,5,0,0,2.4378560676532768,91.105136405919623]
[1999,7,22,3.2,0,0.66,2.1120000000000001,5,0,0,2.4378560676532768,86.4309924735729]
[1999,7,23,2,0,0.66,1.32,5,0,0,2.4378560676532768,82.548848541226178]
[1999,7,24,2,19,0.66,1.32,5,16.149999999999999,0,2.4378560676532768,94.816704608879448]
[1999,7,25,0,55.2,0.66,0,5,21.183295391120552,2.4378560676532715,2.4378560676532768,113.43785606765327]
[1999,7,26,3.6,20,0.66,2.3760000000000003,5,4.9381439323467289,2.4378560676532759,2.4378560676532768,113.43785606765327]
[1999,7,27,3.6,7.6,0.66,2.3760000000000003,5,4.9381439323467289,2.4378560676532759,2.4378560676532768,113.43785606765327]
[1999,7,28,2.6,14.6,0.66,1.7160000000000002,5,4.2781439323467287,2.4378560676532652,2.4378560676532768,113.43785606765327]
[1999,7,29,1,11,0.66,0.66,5,3.2221439323467287,2.4378560676532679,2.4378560676532768,113.43785606765327]
[1999,7,30,1,1.2,0.66,0.66,5,1.02,0.23571213530653889,2.4378560676532768,111.23571213530654]
[1999,7,31,2.2000000000000002,0,0.66,1.4520000000000002,5,0,0,2.4378560676532768,107.22156820295982]
[1999,8,1,3.6,0,0.66,2.3760000000000003,5,0,0,2.4378560676532768,102.28342427061308]
[1999,8,2,1.6,3.4,0.66,1.056,5,2.8899999999999997,0,2.4378560676532768,101.55528033826636]
[1999,8,3,2.2000000000000002,0.4,0.66,1.4520000000000002,5,0.34,0,2.4378560676532768,97.881136405919634]
[1999,8,4,2,0,0.66,1.32,5,0,0,2.4378560676532768,93.998992473572912]
[1999,8,5,3.2,0,0.66,2.1120000000000001,5,0,0,2.4378560676532768,89.324848541226189]
[1999,8,6,2.6,0,0.66,1.7160000000000002,5,0,0,2.4378560676532768,85.046704608879466]
[1999,8,7,1.8,3,{"$f":"INDEX($Q$27:$T$27,CEILING((1+MOD(B7014,12))/3,1))","v":0.66},1.1880000000000002,5,2.5499999999999998,0,2.4378560676532768,83.846560676532732]
[1999,8,8,1.4,1.4,0.66,0.92399999999999993,5,{"$f":"MIN($B$21*E7015,$B$26-L7014+G7015+H7015)","v":1.19},0,2.4378560676532768,{"$f":"MAX(0,L7014+I7015+K7015-G7015-H7015)","v":81.550416744185995}]
[1999,8,9,3,1.6,0.66,{"$f":"IF(2*( L7015/$C$26)  <0.5,D7016*F7016*      4         *(L7015/$C$26),D7016*F7016)","v":1.98},{"$f":"MIN($B$22, MAX(0, L7015-$C$26))","v":5},1.36,{"$f":"MAX(0,L7015+I7016+$B$28-$B$26-H7016-G7016)","v":0},{"$f":"$B$28","v":2.4378560676532768},78.368272811839262]
[1999,8,10,4,0,0.66,2.64,5,0,0,2.4378560676532768,73.166128879492533]
[1999,8,11,2.6,0,0.66,1.7160000000000002,5,0,0,2.4378560676532768,68.88798494714581]
[1999,8,12,1.6,0,0.66,1.056,5,0,0,2.4378560676532768,65.269841014799084]
[1999,8,13,3,0,0.66,1.98,5,0,0,2.4378560676532768,60.727697082452352]
[1999,8,14,4,0,0.66,2.64,5,0,0,2.4378560676532768,55.52555315010563]
[1999,8,15,4.8,0,0.66,3.1680000000000001,5,0,0,2.4378560676532768,49.795409217758909]
[1999,8,16,3.6,0,0.66,2.3760000000000003,4.7954092177589089,0,0,2.4378560676532768,45.061856067653281]
[1999,8,17,2,0,0.66,1.32,6.1856067653280888E-2,0,0,2.4378560676532768,46.117856067653278]
[1999,8,18,3,0,0.66,1.98,1.1178560676532783,0,0,2.4378560676532768,45.457856067653282]
[1999,8,19,1.8,0,0.66,1.1880000000000002,0.45785606765328168,0,0,2.4378560676532768,46.249856067653276]
[1999,8,20,4,0,0.66,2.64,1.2498560676532762,0,0,2.4378560676532768,44.797856067653278]
[1999,8,21,5.4,0,0.66,3.5640000000000005,0,0,0,2.4378560676532768,43.671712135306556]
[1999,8,22,2.2000000000000002,9.1999999999999993,0.66,1.4520000000000002,0,7.8199999999999994,0,2.4378560676532768,52.477568202959837]
[1999,8,23,2.4,5,0.66,1.5840000000000001,5,4.25,0,2.4378560676532768,52.581424270613113]
[1999,8,24,1.4,4.4000000000000004,0.66,0.92399999999999993,5,3.74,0,2.4378560676532768,52.835280338266394]
[1999,8,25,0.8,9.4,0.66,0.52800000000000002,5,7.99,0,2.4378560676532768,57.735136405919675]
[1999,8,26,2,0.2,0.66,1.32,5,0.17,0,2.4378560676532768,54.022992473572955]
[1999,8,27,2,3,0.66,1.32,5,2.5499999999999998,0,2.4378560676532768,52.690848541226231]
[1999,8,28,2,4.8,0.66,1.32,5,4.08,0,2.4378560676532768,52.888704608879507]
[1999,8,29,2.2000000000000002,24.6,0.66,1.4520000000000002,5,20.91,0,2.4378560676532768,69.784560676532777]
[1999,8,30,0.4,51,0.66,0.26400000000000001,5,43.35,0,2.4378560676532768,110.30841674418605]
[1999,8,31,2.4,12,0.66,1.5840000000000001,5,7.2755832558139524,2.4378560676532746,2.4378560676532768,113.43785606765327]
[1999,9,1,2.8,0,0.74,2.0720000000000001,5,0,0,2.4378560676532768,108.80371213530654]
[1999,9,2,0.8,1.4,0.74,0.59199999999999997,5,1.19,0,2.4378560676532768,106.83956820295981]
[1999,9,3,2.8,7.8,0.74,2.0720000000000001,5,6.63,0,2.4378560676532768,108.83542427061307]
[1999,9,4,1.6,0.2,0.74,1.1839999999999999,5,0.17,0,2.4378560676532768,105.25928033826635]
[1999,9,5,3,0,0.74,2.2199999999999998,5,0,0,2.4378560676532768,100.47713640591962]
[1999,9,6,4,0,0.74,2.96,5,0,0,2.4378560676532768,94.954992473572901]
[1999,9,7,4.2,0.6,0.74,3.1080000000000001,5,0.51,0,2.4378560676532768,89.794848541226173]
[1999,9,8,3,0,0.74,2.2199999999999998,5,0,0,2.4378560676532768,85.012704608879446]
[1999,9,9,0.6,6.2,0.74,0.44400000000000001,5,5.27,0,2.4378560676532768,87.276560676532711]
[1999,9,10,2.4,0.6,0.74,1.776,5,0.51,0,2.4378560676532768,83.448416744185991]
[1999,9,11,2.6,3.8,0.74,1.9239999999999999,5,3.23,0,2.4378560676532768,82.19227281183926]
[1999,9,12,3.2,0,0.74,2.3679999999999999,5,0,0,2.4378560676532768,77.262128879492536]
[1999,9,13,4,0,0.74,2.96,5,0,0,2.4378560676532768,71.739984947145814]
[1999,9,14,4,0,0.74,2.96,5,0,0,2.4378560676532768,66.217841014799092]
[1999,9,15,3.8,0,0.74,2.8119999999999998,5,0,0,2.4378560676532768,60.843697082452366]
[1999,9,16,3.6,0,0.74,2.6640000000000001,5,0,0,2.4378560676532768,55.617553150105643]
[1999,9,17,5,0,0.74,3.7,5,0,0,2.4378560676532768,49.355409217758918]
[1999,9,18,5.4,0,0.74,3.996,4.3554092177589183,0,0,2.4378560676532768,43.441856067653276]
[1999,9,19,4.5999999999999996,0,0.74,3.4039999999999999,0,0,0,2.4378560676532768,42.475712135306551]
[1999,9,20,3,0,0.74,2.2199999999999998,0,0,0,2.4378560676532768,42.693568202959831]
[1999,9,21,2.4,2.6,0.74,1.776,0,2.21,0,2.4378560676532768,45.565424270613107]
[1999,9,22,2.8,1.6,0.74,2.0720000000000001,0.56542427061310718,1.36,0,2.4378560676532768,46.725856067653275]
[1999,9,23,1.6,1.8,0.74,1.1839999999999999,1.7258560676532753,1.53,0,2.4378560676532768,47.783856067653282]
[1999,9,24,4,0,0.74,2.96,2.7838560676532822,0,0,2.4378560676532768,44.477856067653278]
[1999,9,25,4,0,0.74,2.96,0,0,0,2.4378560676532768,43.955712135306555]
[1999,9,26,4.5999999999999996,0,0.74,3.4039999999999999,0,0,0,2.4378560676532768,42.989568202959831]
[1999,9,27,4,0,0.74,2.96,0,0,0,2.4378560676532768,42.467424270613108]
[1999,9,28,4.8,2,0.74,3.552,0,1.7,0,2.4378560676532768,43.05328033826639]
[1999,9,29,3.2,5.2,0.74,2.3679999999999999,0,4.42,0,2.4378560676532768,47.543136405919668]
[1999,9,30,5.6,7.6,0.74,4.1440000000000001,2.5431364059196682,6.46,0,2.4378560676532768,49.753856067653281]
[1999,10,1,3,4.4000000000000004,0.74,2.2199999999999998,4.7538560676532811,3.74,0,2.4378560676532768,48.957856067653282]
[1999,10,2,2.8,10,0.74,2.0720000000000001,3.9578560676532817,8.5,0,2.4378560676532768,53.865856067653276]
[1999,10,3,4.2,0.2,0.74,3.1080000000000001,5,0.17,0,2.4378560676532768,48.365712135306559]
[1999,10,4,2.7,0.5,0.74,1.998,3.3657121353065591,0.42499999999999999,0,2.4378560676532768,45.864856067653278]
[1999,10,5,3.6,16.399999999999999,0.74,2.6640000000000001,0.86485606765327816,13.939999999999998,0,2.4378560676532768,58.713856067653275]
[1999,10,6,4.4000000000000004,0,0.74,3.2560000000000002,5,0,0,2.4378560676532768,52.895712135306553]
[1999,10,7,5.8,0.8,0.74,4.2919999999999998,5,0.68,0,2.4378560676532768,46.72156820295983]
[1999,10,8,3,1.6,0.74,2.2199999999999998,1.7215682029598298,1.36,0,2.4378560676532768,46.577856067653279]
[1999,10,9,5.2,0,0.74,3.8479999999999999,1.5778560676532791,0,0,2.4378560676532768,43.58985606765328]
[1999,10,10,6.2,0,{"$f":"INDEX($Q$27:$T$27,CEILING((1+MOD(B7078,12))/3,1))","v":0.74},4.5880000000000001,0,0,0,2.4378560676532768,41.439712135306557]
[1999,10,11,5.4,0,0.74,3.996,0,{"$f":"MIN($B$21*E7079,$B$26-L7078+G7079+H7079)","v":0},0,2.4378560676532768,{"$f":"MAX(0,L7078+I7079+K7079-G7079-H7079)","v":39.881568202959834}]
[1999,10,12,7.8,0,0.74,{"$f":"IF(2*( L7079/$C$26)  <0.5,D7080*F7080*      4         *(L7079/$C$26),D7080*F7080)","v":5.7720000000000002},{"$f":"MIN($B$22, MAX(0, L7079-$C$26))","v":0},0,{"$f":"MAX(0,L7079+I7080+$B$28-$B$26-H7080-G7080)","v":0},{"$f":"$B$28","v":2.4378560676532768},36.547424270613114]
[1999,10,13,3.4,0,0.74,2.516,0,0,0,2.4378560676532768,36.469280338266394]
[1999,10,14,5,4.8,0.74,3.7,0,4.08,0,2.4378560676532768,39.287136405919668]
[1999,10,15,1.6,37.6,0.74,1.1839999999999999,0,31.96,0,2.4378560676532768,72.500992473572936]
[1999,10,16,2.8,0,0.74,2.0720000000000001,5,0,0,2.4378560676532768,67.866848541226204]
[1999,10,17,4,5.2,0.74,2.96,5,4.42,0,2.4378560676532768,66.764704608879484]
[1999,10,18,1.8,0.6,0.74,1.3320000000000001,5,0.51,0,2.4378560676532768,63.380560676532767]
[1999,10,19,5.2,0,0.74,3.8479999999999999,5,0,0,2.4378560676532768,56.970416744186039]
[1999,10,20,2.6,1.2,0.74,1.9239999999999999,5,1.02,0,2.4378560676532768,53.504272811839321]
[1999,10,21,3.6,0.6,0.74,2.6640000000000001,5,0.51,0,2.4378560676532768,48.788128879492596]
[1999,10,22,3,0,0.74,2.2199999999999998,3.7881288794925965,0,0,2.4378560676532768,45.21785606765328]
[1999,10,23,5.4,0,0.74,3.996,0.21785606765327969,0,0,2.4378560676532768,43.441856067653276]
[1999,10,24,7,36.4,0.74,5.18,0,30.939999999999998,0,2.4378560676532768,71.639712135306553]
[1999,10,25,5.8,7.2,0.74,4.2919999999999998,5,6.12,0,2.4378560676532768,70.905568202959827]
[1999,10,26,6.4,0,0.74,4.7359999999999998,5,0,0,2.4378560676532768,63.607424270613095]
[1999,10,27,6,14,0.74,4.4399999999999995,5,11.9,0,2.4378560676532768,68.505280338266374]
[1999,10,28,1.6,12.6,0.74,1.1839999999999999,5,10.709999999999999,0,2.4378560676532768,75.469136405919642]
[1999,10,29,5.2,0,0.74,3.8479999999999999,5,0,0,2.4378560676532768,69.058992473572914]
[1999,10,30,6,0.2,0.74,4.4399999999999995,5,0.17,0,2.4378560676532768,62.22684854122619]
[1999,10,31,6,0,0.74,4.4399999999999995,5,0,0,2.4378560676532768,55.224704608879463]
[1999,11,1,4.2,9.8000000000000007,0.74,3.1080000000000001,5,8.33,0,2.4378560676532768,57.884560676532736]
[1999,11,2,2.8,11.6,0.74,2.0720000000000001,5,9.86,0,2.4378560676532768,63.110416744185997]
[1999,11,3,4.2,5,0.74,3.1080000000000001,5,4.25,0,2.4378560676532768,61.690272811839264]
[1999,11,4,3.8,2.2000000000000002,0.74,2.8119999999999998,5,1.87,0,2.4378560676532768,58.186128879492543]
[1999,11,5,3.6,1.6,0.74,2.6640000000000001,5,1.36,0,2.4378560676532768,54.319984947145819]
[1999,11,6,4.2,0,0.74,3.1080000000000001,5,0,0,2.4378560676532768,48.649841014799101]
[1999,11,7,5,17.2,0.74,3.7,3.6498410147991009,14.62,0,2.4378560676532768,58.357856067653266]
[1999,11,8,5.4,0,0.74,3.996,5,0,0,2.4378560676532768,51.799712135306542]
[1999,11,9,4.4000000000000004,30,0.74,3.2560000000000002,5,25.5,0,2.4378560676532768,71.481568202959821]
[1999,11,10,4.4000000000000004,0.4,0.74,3.2560000000000002,5,0.34,0,2.4378560676532768,66.003424270613095]
[1999,11,11,5.8,0,0.74,4.2919999999999998,5,0,0,2.4378560676532768,59.149280338266365]
[1999,11,12,5,0,0.74,3.7,5,0,0,2.4378560676532768,52.887136405919641]
[1999,11,13,5.8,0,0.74,4.2919999999999998,5,0,0,2.4378560676532768,46.032992473572918]
[1999,11,14,6,0,0.74,4.4399999999999995,1.0329924735729179,0,0,2.4378560676532768,42.997856067653281]
[1999,11,15,6.8,0,0.74,5.032,0,0,0,2.4378560676532768,40.403712135306563]
[1999,11,16,6.6,0,0.74,4.8839999999999995,0,0,0,2.4378560676532768,37.957568202959841]
[1999,11,17,3.6,4,0.74,2.6640000000000001,0,3.4,0,2.4378560676532768,41.131424270613117]
[1999,11,18,5.2,11.6,0.74,3.8479999999999999,0,9.86,0,2.4378560676532768,49.581280338266396]
[1999,11,19,2.8,26.2,0.74,2.0720000000000001,4.5812803382663958,22.27,0,2.4378560676532768,67.635856067653265]
[1999,11,20,4,0.8,0.74,2.96,5,0.68,0,2.4378560676532768,62.793712135306549]
[1999,11,21,3.2,4.5999999999999996,0.74,2.3679999999999999,5,3.9099999999999997,0,2.4378560676532768,61.773568202959822]
[1999,11,22,1.4,2,0.74,1.036,5,1.7,0,2.4378560676532768,59.875424270613095]
[1999,11,23,6.6,0,0.74,4.8839999999999995,5,0,0,2.4378560676532768,52.429280338266373]
[1999,11,24,6.2,3,0.74,4.5880000000000001,5,2.5499999999999998,0,2.4378560676532768,47.829136405919648]
[1999,11,25,5.8,3.2,0.74,4.2919999999999998,2.8291364059196482,2.72,0,2.4378560676532768,45.865856067653276]
[1999,11,26,4.2,0.4,0.74,3.1080000000000001,0.86585606765327583,0.34,0,2.4378560676532768,44.669856067653285]
[1999,11,27,4,0,0.74,2.96,0,0,0,2.4378560676532768,44.147712135306563]
[1999,11,28,5,6,0.74,3.7,0,5.0999999999999996,0,2.4378560676532768,47.98556820295984]
[1999,11,29,5,1,0.74,3.7,2.9855682029598398,0.85,0,2.4378560676532768,44.587856067653277]
[1999,11,30,3.4,0,0.74,2.516,0,0,0,2.4378560676532768,44.509712135306557]
[1999,12,1,5.2,0,0.78,4.056,0,0,0,2.4378560676532768,42.891568202959839]
[1999,12,2,4.4000000000000004,0,0.78,3.4320000000000004,0,0,0,2.4378560676532768,41.897424270613115]
[1999,12,3,4,0,0.78,3.12,0,0,0,2.4378560676532768,41.215280338266396]
[1999,12,4,5.4,0,0.78,4.2120000000000006,0,0,0,2.4378560676532768,39.441136405919671]
[1999,12,5,6.4,0,0.78,4.9920000000000009,0,0,0,2.4378560676532768,36.886992473572946]
[1999,12,6,6.2,0,0.78,4.8360000000000003,0,0,0,2.4378560676532768,34.488848541226226]
[1999,12,7,5.8,0,0.78,4.524,0,0,0,2.4378560676532768,32.402704608879503]
[1999,12,8,5.2,0,0.78,4.056,0,0,0,2.4378560676532768,30.784560676532781]
[1999,12,9,6.8,0,0.78,5.3040000000000003,0,0,0,2.4378560676532768,27.918416744186054]
[1999,12,10,8,0,0.78,6.24,0,0,0,2.4378560676532768,24.11627281183933]
[1999,12,11,3.6,2.2000000000000002,0.78,2.8080000000000003,0,1.87,0,2.4378560676532768,25.616128879492607]
[1999,12,12,3,17.399999999999999,0.78,2.34,0,14.79,0,2.4378560676532768,40.503984947145881]
[1999,12,13,6,1,{"$f":"INDEX($Q$27:$T$27,CEILING((1+MOD(B7142,12))/3,1))","v":0.78},4.68,0,0.85,0,2.4378560676532768,39.111841014799161]
[1999,12,14,5,0.8,0.78,3.9000000000000004,0,{"$f":"MIN($B$21*E7143,$B$26-L7142+G7143+H7143)","v":0.68},0,2.4378560676532768,{"$f":"MAX(0,L7142+I7143+K7143-G7143-H7143)","v":38.329697082452441}]
[1999,12,15,4.5999999999999996,0.6,0.78,{"$f":"IF(2*( L7143/$C$26)  <0.5,D7144*F7144*      4         *(L7143/$C$26),D7144*F7144)","v":3.5879999999999996},{"$f":"MIN($B$22, MAX(0, L7143-$C$26))","v":0},0.51,{"$f":"MAX(0,L7143+I7144+$B$28-$B$26-H7144-G7144)","v":0},{"$f":"$B$28","v":2.4378560676532768},37.689553150105716]
[1999,12,16,6.8,0,0.78,5.3040000000000003,0,0,0,2.4378560676532768,34.823409217758993]
[1999,12,17,6.6,0,0.78,5.1479999999999997,0,0,0,2.4378560676532768,32.113265285412268]
[1999,12,18,5.8,38.799999999999997,0.78,4.524,0,32.979999999999997,0,2.4378560676532768,63.007121353065529]
[1999,12,19,2,17.8,0.78,1.56,5,15.13,0,2.4378560676532768,74.014977420718793]
[1999,12,20,5.6,0,0.78,4.3679999999999994,5,0,0,2.4378560676532768,67.08483348837207]
[1999,12,21,5.4,10.199999999999999,0.78,4.2120000000000006,5,8.67,0,2.4378560676532768,68.980689556025339]
[1999,12,22,4,0,0.78,3.12,5,0,0,2.4378560676532768,63.298545623678606]
[1999,12,23,5.2,0,0.78,4.056,5,0,0,2.4378560676532768,56.68040169133188]
[1999,12,24,2.4,2.8,0.78,1.8719999999999999,5,2.38,0,2.4378560676532768,54.626257758985162]
[1999,12,25,2.8,6.6,0.78,2.1839999999999997,5,5.6099999999999994,0,2.4378560676532768,55.490113826638442]
[1999,12,26,4.8,1.6,0.78,3.7439999999999998,5,1.36,0,2.4378560676532768,50.54396989429172]
[1999,12,27,4.8,3.8,0.78,3.7439999999999998,5,3.23,0,2.4378560676532768,47.467825961944996]
[1999,12,28,1.8,23.6,0.78,1.4040000000000001,2.467825961944996,20.060000000000002,0,2.4378560676532768,66.093856067653277]
[1999,12,29,2.2000000000000002,3.6,0.78,1.7160000000000002,5,3.06,0,2.4378560676532768,64.875712135306557]
[1999,12,30,6.8,1.6,0.78,5.3040000000000003,5,1.36,0,2.4378560676532768,58.369568202959826]
[1999,12,31,5,3.4,0.78,3.9000000000000004,5,2.8899999999999997,0,2.4378560676532768,54.797424270613107]
[2000,1,1,8.1999999999999993,24.6,0.78,6.3959999999999999,5,20.91,0,2.4378560676532768,66.749280338266374]
[2000,1,2,4,0,0.78,3.12,5,0,0,2.4378560676532768,61.067136405919641]
[2000,1,3,5,0.4,0.78,3.9000000000000004,5,0.34,0,2.4378560676532768,54.944992473572924]
[2000,1,4,5.8,0,0.78,4.524,5,0,0,2.4378560676532768,47.858848541226202]
[2000,1,5,6.2,0,0.78,4.8360000000000003,2.8588485412262017,0,0,2.4378560676532768,42.60185606765328]
[2000,1,6,6.8,3.6,0.78,5.3040000000000003,0,3.06,0,2.4378560676532768,42.795712135306559]
[2000,1,7,4.4000000000000004,8.1999999999999993,0.78,3.4320000000000004,0,6.9699999999999989,0,2.4378560676532768,48.771568202959834]
[2000,1,8,5.2,0.6,0.78,4.056,3.7715682029598341,0.51,0,2.4378560676532768,43.891856067653279]
[2000,1,9,4.2,0,0.78,3.2760000000000002,0,0,0,2.4378560676532768,43.053712135306554]
[2000,1,10,6.4,6.8,0.78,4.9920000000000009,0,5.7799999999999994,0,2.4378560676532768,46.279568202959837]
[2000,1,11,4,3.4,0.78,3.12,1.2795682029598368,2.8899999999999997,0,2.4378560676532768,47.207856067653282]
[2000,1,12,5.4,26.4,0.78,4.2120000000000006,2.2078560676532817,22.439999999999998,0,2.4378560676532768,65.665856067653266]
[2000,1,13,2.8,17.399999999999999,0.78,2.1839999999999997,5,14.79,0,2.4378560676532768,75.709712135306532]
[2000,1,14,0,179.4,0.78,0,5,40.290287864693468,2.4378560676532715,2.4378560676532768,113.43785606765327]
[2000,1,15,4,16,0.78,3.12,5,5.6821439323467287,2.4378560676532759,2.4378560676532768,113.43785606765327]
[2000,1,16,3.8,0.8,0.78,2.964,5,0.68,0,2.4378560676532768,108.59171213530655]
[2000,1,17,4.2,0.2,0.78,3.2760000000000002,5,0.17,0,2.4378560676532768,102.92356820295983]
[2000,1,18,2.6,0.6,0.78,2.028,5,0.51,0,2.4378560676532768,98.843424270613099]
[2000,1,19,3.4,5.2,0.78,2.6520000000000001,5,4.42,0,2.4378560676532768,98.049280338266371]
[2000,1,20,7.4,0,0.78,5.7720000000000002,5,0,0,2.4378560676532768,89.715136405919637]
[2000,1,21,10.4,0,0.78,8.1120000000000001,5,0,0,2.4378560676532768,79.040992473572913]
[2000,1,22,7.8,0,0.78,6.0839999999999996,5,0,0,2.4378560676532768,70.394848541226182]
[2000,1,23,6.4,0,0.78,4.9920000000000009,5,0,0,2.4378560676532768,62.840704608879449]
[2000,1,24,8,1.6,0.78,6.24,5,1.36,0,2.4378560676532768,55.398560676532718]
[2000,1,25,1.2,1.2,0.78,0.93599999999999994,5,1.02,0,2.4378560676532768,52.920416744185999]
[2000,1,26,4,0,0.78,3.12,5,0,0,2.4378560676532768,47.238272811839281]
[2000,1,27,5.8,0,0.78,4.524,2.2382728118392805,0,0,2.4378560676532768,42.913856067653278]
[2000,1,28,4.2,5.8,0.78,3.2760000000000002,0,4.93,0,2.4378560676532768,47.005712135306553]
[2000,1,29,2.8,4,0.78,2.1839999999999997,2.0057121353065526,3.4,0,2.4378560676532768,48.65385606765328]
[2000,1,30,6,0,0.78,4.68,3.6538560676532796,0,0,2.4378560676532768,42.757856067653279]
[2000,1,31,1.4,6.6,0.78,1.0919999999999999,0,5.6099999999999994,0,2.4378560676532768,49.713712135306558]
[2000,2,1,3.6,4.4000000000000004,0.78,2.8080000000000003,4.7137121353065581,3.74,0,2.4378560676532768,48.369856067653281]
[2000,2,2,4.2,12.6,0.78,3.2760000000000002,3.3698560676532807,10.709999999999999,0,2.4378560676532768,54.871856067653276]
[2000,2,3,5.4,0.4,0.78,4.2120000000000006,5,0.34,0,2.4378560676532768,48.437712135306555]
[2000,2,4,4.8,0,0.78,3.7439999999999998,3.4377121353065547,0,0,2.4378560676532768,43.693856067653279]
[2000,2,5,6.6,0,0.78,5.1479999999999997,0,0,0,2.4378560676532768,40.983712135306561]
[2000,2,6,7.2,0,0.78,5.6160000000000005,0,0,0,2.4378560676532768,37.80556820295984]
[2000,2,7,5.4,0.6,0.78,4.2120000000000006,0,0.51,0,2.4378560676532768,36.541424270613113]
[2000,2,8,5.0999999999999996,0,0.78,3.9779999999999998,0,0,0,2.4378560676532768,35.00128033826639]
[2000,2,9,5,0,0.78,3.9000000000000004,0,0,0,2.4378560676532768,33.53913640591967]
[2000,2,10,5.6,0,0.78,4.3679999999999994,0,0,0,2.4378560676532768,31.60899247357295]
[2000,2,11,6,0,0.78,4.68,0,0,0,2.4378560676532768,29.366848541226226]
[2000,2,12,5.9,0,0.78,4.6020000000000003,0,0,0,2.4378560676532768,27.202704608879504]
[2000,2,13,6,3,0.78,4.68,0,2.5499999999999998,0,2.4378560676532768,27.510560676532783]
[2000,2,14,3.2,40.6,0.78,2.4960000000000004,0,34.51,0,2.4378560676532768,61.962416744186051]
[2000,2,15,2.8,2,{"$f":"INDEX($Q$27:$T$27,CEILING((1+MOD(B7206,12))/3,1))","v":0.78},2.1839999999999997,5,1.7,0,2.4378560676532768,58.916272811839335]
[2000,2,16,4.4000000000000004,0,0.78,3.4320000000000004,5,{"$f":"MIN($B$21*E7207,$B$26-L7206+G7207+H7207)","v":0},0,2.4378560676532768,{"$f":"MAX(0,L7206+I7207+K7207-G7207-H7207)","v":52.922128879492611}]
[2000,2,17,3.4,0,0.78,{"$f":"IF(2*( L7207/$C$26)  <0.5,D7208*F7208*      4         *(L7207/$C$26),D7208*F7208)","v":2.6520000000000001},{"$f":"MIN($B$22, MAX(0, L7207-$C$26))","v":5},0,{"$f":"MAX(0,L7207+I7208+$B$28-$B$26-H7208-G7208)","v":0},{"$f":"$B$28","v":2.4378560676532768},47.707984947145889]
[2000,2,18,4,0.2,0.78,3.12,2.7079849471458886,0.17,0,2.4378560676532768,44.487856067653283]
[2000,2,19,5.8,0,0.78,4.524,0,0,0,2.4378560676532768,42.40171213530656]
[2000,2,20,5.8,0,0.78,4.524,0,0,0,2.4378560676532768,40.315568202959838]
[2000,2,21,6,0,0.78,4.68,0,0,0,2.4378560676532768,38.073424270613117]
[2000,2,22,3.2,0.2,0.78,2.4960000000000004,0,0.17,0,2.4378560676532768,38.185280338266395]
[2000,2,23,6,0,0.78,4.68,0,0,0,2.4378560676532768,35.943136405919674]
[2000,2,24,2.8,5,0.78,2.1839999999999997,0,4.25,0,2.4378560676532768,40.446992473572955]
[2000,2,25,4.2,0.4,0.78,3.2760000000000002,0,0.34,0,2.4378560676532768,39.948848541226234]
[2000,2,26,5.4,0,0.78,4.2120000000000006,0,0,0,2.4378560676532768,38.174704608879509]
[2000,2,27,5.4,0,0.78,4.2120000000000006,0,0,0,2.4378560676532768,36.400560676532784]
[2000,2,28,5.2,0,0.78,4.056,0,0,0,2.4378560676532768,34.782416744186065]
[2000,2,29,1,11.6,0.78,0.78,0,9.86,0,2.4378560676532768,46.300272811839342]
[2000,3,1,3.8,0,0.75,2.8499999999999996,1.3002728118393421,0,0,2.4378560676532768,44.587856067653277]
[2000,3,2,4,5,0.75,3,0,4.25,0,2.4378560676532768,48.275712135306556]
[2000,3,3,6,0.2,0.75,4.5,3.2757121353065557,0.17,0,2.4378560676532768,43.10785606765328]
[2000,3,4,4.4000000000000004,0,0.75,3.3000000000000003,0,0,0,2.4378560676532768,42.245712135306562]
[2000,3,5,2.8,0,0.75,2.0999999999999996,0,0,0,2.4378560676532768,42.583568202959839]
[2000,3,6,1.6,14.2,0.75,1.2000000000000002,0,12.069999999999999,0,2.4378560676532768,55.891424270613115]
[2000,3,7,4.4000000000000004,3.6,0.75,3.3000000000000003,5,3.06,0,2.4378560676532768,53.089280338266398]
[2000,3,8,2.4,0,0.75,1.7999999999999998,5,0,0,2.4378560676532768,48.72713640591968]
[2000,3,9,3.8,42.4,0.75,2.8499999999999996,3.7271364059196799,36.04,0,2.4378560676532768,80.627856067653269]
[2000,3,10,2.8,3.8,0.75,2.0999999999999996,5,3.23,0,2.4378560676532768,79.19571213530655]
[2000,3,11,2.4,1.4,0.75,1.7999999999999998,5,1.19,0,2.4378560676532768,76.023568202959822]
[2000,3,12,3,0.2,0.75,2.25,5,0.17,0,2.4378560676532768,71.381424270613095]
[2000,3,13,4.8,0,0.75,3.5999999999999996,5,0,0,2.4378560676532768,65.219280338266373]
[2000,3,14,3.6,0,0.75,2.7,5,0,0,2.4378560676532768,59.957136405919641]
[2000,3,15,4.8,0,0.75,3.5999999999999996,5,0,0,2.4378560676532768,53.794992473572918]
[2000,3,16,4,0,0.75,3,5,0,0,2.4378560676532768,48.232848541226197]
[2000,3,17,5.6,0,0.75,4.1999999999999993,3.2328485412261969,0,0,2.4378560676532768,43.237856067653276]
[2000,3,18,4.5999999999999996,0.6,0.75,3.4499999999999997,0,0.51,0,2.4378560676532768,42.735712135306549]
[2000,3,19,4.4000000000000004,0.2,0.75,3.3000000000000003,0,0.17,0,2.4378560676532768,42.043568202959833]
[2000,3,20,5.2,0,0.75,3.9000000000000004,0,0,0,2.4378560676532768,40.581424270613113]
[2000,3,21,6.6,0,0.75,4.9499999999999993,0,0,0,2.4378560676532768,38.069280338266395]
[2000,3,22,0.8,11,0.75,0.60000000000000009,0,9.35,0,2.4378560676532768,49.257136405919674]
[2000,3,23,0.8,1.2,0.75,0.60000000000000009,4.2571364059196739,1.02,0,2.4378560676532768,47.85785606765328]
[2000,3,24,4.2,0.2,0.75,3.1500000000000004,2.8578560676532803,0.17,0,2.4378560676532768,44.457856067653282]
[2000,3,25,3.4,11.2,0.75,2.5499999999999998,0,9.52,0,2.4378560676532768,53.865712135306559]
[2000,3,26,2.2000000000000002,0,0.75,1.6500000000000001,5,0,0,2.4378560676532768,49.653568202959839]
[2000,3,27,4,0,0.75,3,4.6535682029598391,0,0,2.4378560676532768,44.437856067653279]
[2000,3,28,1.6,10.6,0.75,1.2000000000000002,0,9.01,0,2.4378560676532768,54.685712135306552]
[2000,3,29,4,0,0.75,3,5,0,0,2.4378560676532768,49.123568202959831]
[2000,3,30,4,0,0.75,3,4.1235682029598308,0,0,2.4378560676532768,44.437856067653279]
[2000,3,31,4,0,0.75,3,0,0,0,2.4378560676532768,43.875712135306557]
[2000,4,1,4.8,0,0.75,3.5999999999999996,0,0,0,2.4378560676532768,42.713568202959834]
[2000,4,2,4,0,0.75,3,0,0,0,2.4378560676532768,42.151424270613113]
[2000,4,3,3.6,0.4,0.75,2.7,0,0.34,0,2.4378560676532768,42.229280338266392]
[2000,4,4,2.8,1,0.75,2.0999999999999996,0,0.85,0,2.4378560676532768,43.41713640591967]
[2000,4,5,4.8,0,0.75,3.5999999999999996,0,0,0,2.4378560676532768,42.254992473572948]
[2000,4,6,4.8,3.4,0.75,3.5999999999999996,0,2.8899999999999997,0,2.4378560676532768,43.982848541226225]
[2000,4,7,1.8,58.4,0.75,1.35,0,49.64,0,2.4378560676532768,94.71070460887951]
[2000,4,8,3.8,3.6,0.75,2.8499999999999996,5,3.06,0,2.4378560676532768,92.35856067653279]
[2000,4,9,3.2,7.2,0.75,2.4000000000000004,5,6.12,0,2.4378560676532768,93.51641674418606]
[2000,4,10,1.6,1.2,0.75,1.2000000000000002,5,1.02,0,2.4378560676532768,90.774272811839325]
[2000,4,11,5.2,2.4,0.75,3.9000000000000004,5,2.04,0,2.4378560676532768,86.352128879492597]
[2000,4,12,0.8,1.4,0.75,0.60000000000000009,5,1.19,0,2.4378560676532768,84.379984947145871]
[2000,4,13,3.6,11.2,0.75,2.7,5,9.52,0,2.4378560676532768,88.637841014799136]
[2000,4,14,2.2000000000000002,1.2,0.75,1.6500000000000001,5,1.02,0,2.4378560676532768,85.445697082452398]
[2000,4,15,3.2,0,0.75,2.4000000000000004,5,0,0,2.4378560676532768,80.483553150105664]
[2000,4,16,4.2,0,0.75,3.1500000000000004,5,0,0,2.4378560676532768,74.771409217758929]
[2000,4,17,4,0,0.75,3,5,0,0,2.4378560676532768,69.209265285412201]
[2000,4,18,2.8,9.6,0.75,2.0999999999999996,5,8.16,0,2.4378560676532768,72.707121353065475]
[2000,4,19,3.8,0.8,{"$f":"INDEX($Q$27:$T$27,CEILING((1+MOD(B7270,12))/3,1))","v":0.75},2.8499999999999996,5,0.68,0,2.4378560676532768,67.974977420718758]
[2000,4,20,3,0,0.75,2.25,5,{"$f":"MIN($B$21*E7271,$B$26-L7270+G7271+H7271)","v":0},0,2.4378560676532768,{"$f":"MAX(0,L7270+I7271+K7271-G7271-H7271)","v":63.16283348837203}]
[2000,4,21,2,0,0.75,{"$f":"IF(2*( L7271/$C$26)  <0.5,D7272*F7272*      4         *(L7271/$C$26),D7272*F7272)","v":1.5},{"$f":"MIN($B$22, MAX(0, L7271-$C$26))","v":5},0,{"$f":"MAX(0,L7271+I7272+$B$28-$B$26-H7272-G7272)","v":0},{"$f":"$B$28","v":2.4378560676532768},59.100689556025301]
[2000,4,22,3.4,0,0.75,2.5499999999999998,5,0,0,2.4378560676532768,53.988545623678583]
[2000,4,23,4.4000000000000004,0,0.75,3.3000000000000003,5,0,0,2.4378560676532768,48.126401691331864]
[2000,4,24,1,10,0.75,0.75,3.1264016913318642,8.5,0,2.4378560676532768,55.187856067653279]
[2000,4,25,3,11.6,0.75,2.25,5,9.86,0,2.4378560676532768,60.235712135306542]
[2000,4,26,1.6,10.4,0.75,1.2000000000000002,5,8.84,0,2.4378560676532768,65.313568202959814]
[2000,4,27,2.8,21.8,0.75,2.0999999999999996,5,18.53,0,2.4378560676532768,79.181424270613093]
[2000,4,28,3,2.6,0.75,2.25,5,2.21,0,2.4378560676532768,76.579280338266358]
[2000,4,29,2.8,9.4,0.75,2.0999999999999996,5,7.99,0,2.4378560676532768,79.90713640591963]
[2000,4,30,2.6,16.8,0.75,1.9500000000000002,5,14.28,0,2.4378560676532768,89.6749924735729]
[2000,5,1,1.4,4,0.75,1.0499999999999998,5,3.4,0,2.4378560676532768,89.46284854122618]
[2000,5,2,3.4,26.4,0.75,2.5499999999999998,5,22.439999999999998,0,2.4378560676532768,106.79070460887945]
[2000,5,3,2.2000000000000002,7.8,0.75,1.6500000000000001,5,6.63,0,2.4378560676532768,109.20856067653271]
[2000,5,4,2.4,4.4000000000000004,0.75,1.7999999999999998,5,3.74,0,2.4378560676532768,108.58641674418598]
[2000,5,5,2.4,0,0.75,1.7999999999999998,5,0,0,2.4378560676532768,104.22427281183926]
[2000,5,6,4,0,0.75,3,5,0,0,2.4378560676532768,98.662128879492528]
[2000,5,7,3.4,3.6,0.75,2.5499999999999998,5,3.06,0,2.4378560676532768,96.609984947145804]
[2000,5,8,3.2,18,0.75,2.4000000000000004,5,15.299999999999999,0,2.4378560676532768,106.94784101479907]
[2000,5,9,1.6,12.6,0.75,1.2000000000000002,5,10.252158985200932,2.4378560676532741,2.4378560676532768,113.43785606765327]
[2000,5,10,2.4,3.6,0.75,1.7999999999999998,5,3.06,1.1357121353065454,2.4378560676532768,112.13571213530655]
[2000,5,11,1.4,10.6,0.75,1.0499999999999998,5,4.9142878646934518,2.4378560676532688,2.4378560676532768,113.43785606765327]
[2000,5,12,1.8,4.2,0.75,1.35,5,3.57,2.095712135306536,2.4378560676532768,113.09571213530654]
[2000,5,13,1.6,0.2,0.75,1.2000000000000002,5,0.17,0,2.4378560676532768,109.50356820295981]
[2000,5,14,3.2,0,0.75,2.4000000000000004,5,0,0,2.4378560676532768,104.54142427061308]
[2000,5,15,4,0,0.75,3,5,0,0,2.4378560676532768,98.979280338266349]
[2000,5,16,3.6,0,0.75,2.7,5,0,0,2.4378560676532768,93.717136405919618]
[2000,5,17,1.4,0.2,0.75,1.0499999999999998,5,0.17,0,2.4378560676532768,90.274992473572894]
[2000,5,18,3.2,0.4,0.75,2.4000000000000004,5,0.34,0,2.4378560676532768,85.652848541226163]
[2000,5,19,1,4.5999999999999996,0.75,0.75,5,3.9099999999999997,0,2.4378560676532768,86.250704608879431]
[2000,5,20,1.6,0,0.75,1.2000000000000002,5,0,0,2.4378560676532768,82.4885606765327]
[2000,5,21,2.4,0,0.75,1.7999999999999998,5,0,0,2.4378560676532768,78.126416744185974]
[2000,5,22,1.4,1.6,0.75,1.0499999999999998,5,1.36,0,2.4378560676532768,75.874272811839248]
[2000,5,23,2.6,3.4,0.75,1.9500000000000002,5,2.8899999999999997,0,2.4378560676532768,74.252128879492517]
[2000,5,24,2.8,0,0.75,2.0999999999999996,5,0,0,2.4378560676532768,69.589984947145794]
[2000,5,25,1.2,10.4,0.75,0.89999999999999991,5,8.84,0,2.4378560676532768,74.967841014799063]
[2000,5,26,2,0,0.75,1.5,5,0,0,2.4378560676532768,70.905697082452335]
[2000,5,27,0.6,15,0.75,0.44999999999999996,5,12.75,0,2.4378560676532768,80.643553150105603]
[2000,5,28,5.2,0,0.75,3.9000000000000004,5,0,0,2.4378560676532768,74.181409217758869]
[2000,5,29,4,0,0.75,3,5,0,0,2.4378560676532768,68.619265285412141]
[2000,5,30,3.6,0,0.75,2.7,5,0,0,2.4378560676532768,63.357121353065409]
[2000,5,31,3.6,0,0.75,2.7,5,0,0,2.4378560676532768,58.094977420718678]
[2000,6,1,2.8,0,0.66,1.8479999999999999,5,0,0,2.4378560676532768,53.684833488371957]
[2000,6,2,2.2000000000000002,0,0.66,1.4520000000000002,5,0,0,2.4378560676532768,49.670689556025238]
[2000,6,3,2,0,0.66,1.32,4.6706895560252377,0,0,2.4378560676532768,46.117856067653278]
[2000,6,4,2.6,0,0.66,1.7160000000000002,1.1178560676532783,0,0,2.4378560676532768,45.721856067653277]
[2000,6,5,4.2,0,0.66,2.7720000000000002,0.72185606765327748,0,0,2.4378560676532768,44.66585606765328]
[2000,6,6,3.4,0,0.66,2.2440000000000002,0,0,0,2.4378560676532768,44.859712135306559]
[2000,6,7,3.2,0,0.66,2.1120000000000001,0,0,0,2.4378560676532768,45.185568202959836]
[2000,6,8,1,0,0.66,0.66,0.18556820295983556,0,0,2.4378560676532768,46.777856067653282]
[2000,6,9,1.4,0,0.66,0.92399999999999993,1.777856067653282,0,0,2.4378560676532768,46.513856067653279]
[2000,6,10,0.6,0,0.66,0.39600000000000002,1.5138560676532791,0,0,2.4378560676532768,47.041856067653278]
[2000,6,11,0,93,0.66,0,2.0418560676532778,66,2.4378560676532643,2.4378560676532768,113.43785606765326]
[2000,6,12,3.2,37.4,0.66,2.1120000000000001,5,4.6741439323467429,2.4378560676532661,2.4378560676532768,113.43785606765327]
[2000,6,13,1.8,25,0.66,1.1880000000000002,5,3.7501439323467287,2.4378560676532737,2.4378560676532768,113.43785606765327]
[2000,6,14,2,11.2,0.66,1.32,5,3.8821439323467288,2.4378560676532643,2.4378560676532768,113.43785606765327]
[2000,6,15,0.6,8,0.66,0.39600000000000002,5,2.9581439323467285,2.4378560676532723,2.4378560676532768,113.43785606765327]
[2000,6,16,2.2000000000000002,14.6,0.66,1.4520000000000002,5,4.0141439323467285,2.4378560676532697,2.4378560676532768,113.43785606765327]
[2000,6,17,0.8,0,0.66,0.52800000000000002,5,0,0,2.4378560676532768,110.34771213530654]
[2000,6,18,1.8,0,0.66,1.1880000000000002,5,0,0,2.4378560676532768,106.59756820295981]
[2000,6,19,0.6,6.6,0.66,0.39600000000000002,5,5.6099999999999994,0,2.4378560676532768,109.24942427061308]
[2000,6,20,1.4,0,0.66,0.92399999999999993,5,0,0,2.4378560676532768,105.76328033826634]
[2000,6,21,1.2,3,0.66,0.79200000000000004,5,2.5499999999999998,0,2.4378560676532768,104.95913640591961]
[2000,6,22,3.4,0,{"$f":"INDEX($Q$27:$T$27,CEILING((1+MOD(B7334,12))/3,1))","v":0.66},2.2440000000000002,5,0,0,2.4378560676532768,100.15299247357288]
[2000,6,23,3.8,0,0.66,2.508,5,{"$f":"MIN($B$21*E7335,$B$26-L7334+G7335+H7335)","v":0},0,2.4378560676532768,{"$f":"MAX(0,L7334+I7335+K7335-G7335-H7335)","v":95.082848541226156}]
[2000,6,24,4,0,0.66,{"$f":"IF(2*( L7335/$C$26)  <0.5,D7336*F7336*      4         *(L7335/$C$26),D7336*F7336)","v":2.64},{"$f":"MIN($B$22, MAX(0, L7335-$C$26))","v":5},0,{"$f":"MAX(0,L7335+I7336+$B$28-$B$26-H7336-G7336)","v":0},{"$f":"$B$28","v":2.4378560676532768},89.880704608879427]
[2000,6,25,2.4,0,0.66,1.5840000000000001,5,0,0,2.4378560676532768,85.734560676532695]
[2000,6,26,1,10.199999999999999,0.66,0.66,5,8.67,0,2.4378560676532768,91.182416744185971]
[2000,6,27,1.2,1.2,0.66,0.79200000000000004,5,1.02,0,2.4378560676532768,88.848272811839237]
[2000,6,28,1.4,0,0.66,0.92399999999999993,5,0,0,2.4378560676532768,85.362128879492502]
[2000,6,29,3.2,0.2,0.66,2.1120000000000001,5,0.17,0,2.4378560676532768,80.857984947145781]
[2000,6,30,4.2,0,0.66,2.7720000000000002,5,0,0,2.4378560676532768,75.523841014799046]
[2000,7,1,4,0,0.66,2.64,5,0,0,2.4378560676532768,70.321697082452317]
[2000,7,2,3.6,0.4,0.66,2.3760000000000003,5,0.34,0,2.4378560676532768,65.723553150105587]
[2000,7,3,1,3.2,0.66,0.66,5,2.72,0,2.4378560676532768,65.221409217758861]
[2000,7,4,2.2000000000000002,7.8,0.66,1.4520000000000002,5,6.63,0,2.4378560676532768,67.83726528541213]
[2000,7,5,1.4,0.8,0.66,0.92399999999999993,5,0.68,0,2.4378560676532768,65.031121353065402]
[2000,7,6,3.4,0,0.66,2.2440000000000002,5,0,0,2.4378560676532768,60.224977420718673]
[2000,7,7,0.6,0,0.66,0.39600000000000002,5,0,0,2.4378560676532768,57.266833488371951]
[2000,7,8,3,0,0.66,1.98,5,0,0,2.4378560676532768,52.724689556025233]
[2000,7,9,3,0,0.66,1.98,5,0,0,2.4378560676532768,48.182545623678514]
[2000,7,10,2,5,0.66,1.32,3.1825456236785143,4.25,0,2.4378560676532768,50.367856067653278]
[2000,7,11,3,9.1999999999999993,0.66,1.98,5,7.8199999999999994,0,2.4378560676532768,53.64571213530656]
[2000,7,12,1.4,0.4,0.66,0.92399999999999993,5,0.34,0,2.4378560676532768,50.499568202959843]
[2000,7,13,3.6,0,0.66,2.3760000000000003,5,0,0,2.4378560676532768,45.561424270613124]
[2000,7,14,3.2,0,0.66,2.1120000000000001,0.56142427061312361,0,0,2.4378560676532768,45.325856067653277]
[2000,7,15,1.2,0,0.66,0.79200000000000004,0.32585606765327668,0,0,2.4378560676532768,46.645856067653277]
[2000,7,16,2.2000000000000002,0,0.66,1.4520000000000002,1.645856067653277,0,0,2.4378560676532768,45.98585606765328]
[2000,7,17,2.4,0,0.66,1.5840000000000001,0.98585606765328038,0,0,2.4378560676532768,45.853856067653275]
[2000,7,18,3.8,0,0.66,2.508,0.85385606765327537,0,0,2.4378560676532768,44.929856067653276]
[2000,7,19,1.8,0,0.66,1.1880000000000002,0,0,0,2.4378560676532768,46.179712135306552]
[2000,7,20,3.6,0,0.66,2.3760000000000003,1.1797121353065521,0,0,2.4378560676532768,45.061856067653281]
[2000,7,21,4,0,0.66,2.64,6.1856067653280888E-2,0,0,2.4378560676532768,44.797856067653278]
[2000,7,22,4.2,0,0.66,2.7720000000000002,0,0,0,2.4378560676532768,44.463712135306558]
[2000,7,23,2,0,0.66,1.32,0,0,0,2.4378560676532768,45.581568202959836]
[2000,7,24,3.4,0,0.66,2.2440000000000002,0.58156820295983636,0,0,2.4378560676532768,45.193856067653279]
[2000,7,25,3,0,0.66,1.98,0.19385606765327879,0,0,2.4378560676532768,45.457856067653282]
[2000,7,26,2.8,0,0.66,1.8479999999999999,0.45785606765328168,0,0,2.4378560676532768,45.58985606765328]
[2000,7,27,4.2,0,0.66,2.7720000000000002,0.58985606765327958,0,0,2.4378560676532768,44.66585606765328]
[2000,7,28,0.6,0,0.66,0.39600000000000002,0,0,0,2.4378560676532768,46.707712135306558]
[2000,7,29,2.2000000000000002,0,0.66,1.4520000000000002,1.7077121353065579,0,0,2.4378560676532768,45.98585606765328]
[2000,7,30,1.4,0,0.66,0.92399999999999993,0.98585606765328038,0,0,2.4378560676532768,46.513856067653279]
[2000,7,31,2.4,0,0.66,1.5840000000000001,1.5138560676532791,0,0,2.4378560676532768,45.853856067653275]
[2000,8,1,1.4,0,0.66,0.92399999999999993,0.85385606765327537,0,0,2.4378560676532768,46.513856067653279]
[2000,8,2,2.8,0,0.66,1.8479999999999999,1.5138560676532791,0,0,2.4378560676532768,45.58985606765328]
[2000,8,3,2.2999999999999998,0.3,0.66,1.518,0.58985606765327958,0.255,0,2.4378560676532768,46.17485606765328]
[2000,8,4,2.6,5.8,0.66,1.7160000000000002,1.1748560676532804,4.93,0,2.4378560676532768,50.651856067653277]
[2000,8,5,2.4,0.6,0.66,1.5840000000000001,5,0.51,0,2.4378560676532768,47.015712135306551]
[2000,8,6,1.6,3.2,0.66,1.056,2.0157121353065506,2.72,0,2.4378560676532768,49.10185606765328]
[2000,8,7,1.6,9,0.66,1.056,4.10185606765328,7.6499999999999995,0,2.4378560676532768,54.03185606765328]
[2000,8,8,2.2000000000000002,3.2,0.66,1.4520000000000002,5,2.72,0,2.4378560676532768,52.737712135306559]
[2000,8,9,1.8,1,0.66,1.1880000000000002,5,0.85,0,2.4378560676532768,49.837568202959837]
[2000,8,10,4,0,0.66,2.64,4.8375682029598366,0,0,2.4378560676532768,44.797856067653278]
[2000,8,11,5.4,0,0.66,3.5640000000000005,0,0,0,2.4378560676532768,43.671712135306556]
[2000,8,12,2,0,0.66,1.32,0,0,0,2.4378560676532768,44.789568202959835]
[2000,8,13,0.8,1.8,0.66,0.52800000000000002,0,1.53,0,2.4378560676532768,48.229424270613116]
[2000,8,14,2,0,0.66,1.32,3.2294242706131158,0,0,2.4378560676532768,46.117856067653278]
[2000,8,15,4.2,0.4,0.66,2.7720000000000002,1.1178560676532783,0.34,0,2.4378560676532768,45.005856067653284]
[2000,8,16,3,0,0.66,1.98,5.8560676532835032E-3,0,0,2.4378560676532768,45.457856067653282]
[2000,8,17,4,0,0.66,2.64,0.45785606765328168,0,0,2.4378560676532768,44.797856067653278]
[2000,8,18,3.6,0,0.66,2.3760000000000003,0,0,0,2.4378560676532768,44.859712135306559]
[2000,8,19,1,2.4,0.66,0.66,0,2.04,0,2.4378560676532768,48.67756820295984]
[2000,8,20,2.6,0,0.66,1.7160000000000002,3.67756820295984,0,0,2.4378560676532768,45.721856067653277]
[2000,8,21,4,0,0.66,2.64,0.72185606765327748,0,0,2.4378560676532768,44.797856067653278]
[2000,8,22,4.4000000000000004,0,0.66,2.9040000000000004,0,0,0,2.4378560676532768,44.331712135306553]
[2000,8,23,4,0,0.66,2.64,0,0,0,2.4378560676532768,44.129568202959831]
[2000,8,24,4.5999999999999996,0.6,0.66,3.036,0,0.51,0,2.4378560676532768,44.041424270613106]
[2000,8,25,4.8,0,{"$f":"INDEX($Q$27:$T$27,CEILING((1+MOD(B7398,12))/3,1))","v":0.66},3.1680000000000001,0,0,0,2.4378560676532768,43.311280338266386]
[2000,8,26,5.4,0,0.66,3.5640000000000005,0,{"$f":"MIN($B$21*E7399,$B$26-L7398+G7399+H7399)","v":0},0,2.4378560676532768,{"$f":"MAX(0,L7398+I7399+K7399-G7399-H7399)","v":42.185136405919664}]
[2000,8,27,5.6,0,0.66,{"$f":"IF(2*( L7399/$C$26)  <0.5,D7400*F7400*      4         *(L7399/$C$26),D7400*F7400)","v":3.6959999999999997},{"$f":"MIN($B$22, MAX(0, L7399-$C$26))","v":0},0,{"$f":"MAX(0,L7399+I7400+$B$28-$B$26-H7400-G7400)","v":0},{"$f":"$B$28","v":2.4378560676532768},40.926992473572945]
[2000,8,28,6.2,0,0.66,4.0920000000000005,0,0,0,2.4378560676532768,39.272848541226224]
[2000,8,29,4.2,0,0.66,2.7720000000000002,0,0,0,2.4378560676532768,38.938704608879505]
[2000,8,30,5,0,0.66,3.3000000000000003,0,0,0,2.4378560676532768,38.076560676532786]
[2000,8,31,6.6,0,0.66,4.3559999999999999,0,0,0,2.4378560676532768,36.158416744186063]
[2000,9,1,4,0,0.74,2.96,0,0,0,2.4378560676532768,35.636272811839341]
[2000,9,2,4.2,0.2,0.74,3.1080000000000001,0,0.17,0,2.4378560676532768,35.136128879492624]
[2000,9,3,7.6,0,0.74,5.6239999999999997,0,0,0,2.4378560676532768,31.949984947145904]
[2000,9,4,4.8,0,0.74,3.552,0,0,0,2.4378560676532768,30.835841014799179]
[2000,9,5,6.6,0,0.74,4.8839999999999995,0,0,0,2.4378560676532768,28.389697082452457]
[2000,9,6,4.4000000000000004,0,0.74,3.2560000000000002,0,0,0,2.4378560676532768,27.571553150105736]
[2000,9,7,6.6,0,0.74,4.8839999999999995,0,0,0,2.4378560676532768,25.125409217759014]
[2000,9,8,6.8,0,0.74,5.032,0,0,0,2.4378560676532768,22.531265285412292]
[2000,9,9,7.6,0,0.74,5.6239999999999997,0,0,0,2.4378560676532768,19.345121353065569]
[2000,9,10,6.2,0,0.74,4.5880000000000001,0,0,0,2.4378560676532768,17.194977420718843]
[2000,9,11,4.5999999999999996,0,0.74,3.4039999999999999,0,0,0,2.4378560676532768,16.228833488372121]
[2000,9,12,6.4,0,0.74,4.7359999999999998,0,0,0,2.4378560676532768,13.930689556025396]
[2000,9,13,3.6,0,0.74,2.6640000000000001,0,0,0,2.4378560676532768,13.704545623678671]
[2000,9,14,3.4,0,0.74,2.516,0,0,0,2.4378560676532768,13.626401691331948]
[2000,9,15,6.2,0,0.74,4.5880000000000001,0,0,0,2.4378560676532768,11.476257758985223]
[2000,9,16,4,0,0.74,2.96,0,0,0,2.4378560676532768,10.954113826638501]
[2000,9,17,4,0,0.74,2.8821490601644411,0,0,0,2.4378560676532768,10.509820834127337]
[2000,9,18,4.5999999999999996,0,0.74,3.1800382328328407,0,0,0,2.4378560676532768,9.7676386689477734]
[2000,9,19,4.2,0,0.74,2.6984729762746382,0,0,0,2.4378560676532768,9.5070217603264116]
[2000,9,20,7,0,0.74,4.3774553527547386,0,0,0,2.4378560676532768,7.5674224752249497]
[2000,9,21,5.2,0,0.74,2.5883948164147208,0,0,0,2.4378560676532768,7.4168837264635057]
[2000,9,22,5.2,2,0.74,2.5369038737272502,0,1.7,0,2.4378560676532768,9.0178359203895333]
[2000,9,23,6.2,0,0.74,3.6776738846886383,0,0,0,2.4378560676532768,7.7780181033541718]
[2000,9,24,5.8,0,0.74,2.9674003288529871,0,0,0,2.4378560676532768,7.2484738421544623]
[2000,9,25,4,0,0.74,1.9071540064690851,0,0,0,2.4378560676532768,7.7791759033386541]
[2000,9,26,3.8,0,0.74,1.9444482346834038,0,0,0,2.4378560676532768,8.2725837363085262]
[2000,9,27,4.2,0,0.74,2.2854391335508355,0,0,0,2.4378560676532768,8.4250006704109666]
[2000,9,28,6.2,0,0.74,3.435902495630712,0,0,0,2.4378560676532768,7.4269542424335313]
[2000,9,29,3.8,0,0.74,1.8564084737531634,0,0,0,2.4378560676532768,8.0084018363336451]
[2000,9,30,8,0,0.74,4.2141990107640162,0,0,0,2.4378560676532768,6.2320588932229057]
[2000,10,1,7.4,0,0.74,3.0334892888256562,0,0,0,2.4378560676532768,5.6364256720505264]
[2000,10,2,7.8,0,0.74,2.8918621314733901,0,0,0,2.4378560676532768,5.182419608230413]
[2000,10,3,4,0,0.74,1.3635521813655131,0,0,0,2.4378560676532768,6.2567234945181767]
[2000,10,4,6.6,0,0.74,2.7162522264201572,0,0,0,2.4378560676532768,5.9783273357512963]
[2000,10,5,5,0,0.74,1.9662054348693154,0,0,0,2.4378560676532768,6.4499779685352587]
[2000,10,6,6.8,0,0.74,2.8850034789039487,0,0,0,2.4378560676532768,6.0028305572845877]
[2000,10,7,5.6,0,0.74,2.2111759848344295,0,0,0,2.4378560676532768,6.2295106401034346]
[2000,10,8,7,0,0.74,2.8683435658431811,0,0,0,2.4378560676532768,5.7990231419135299]
[2000,10,9,8,0,0.74,3.051574844455831,0,0,0,2.4378560676532768,5.1853043651109756]
[2000,10,10,5.2,0,0.74,1.7736045508397362,0,0,0,2.4378560676532768,5.8495558819245161]
[2000,10,11,4.8,11.4,0.74,1.8468997771196338,0,9.69,0,2.4378560676532768,16.130512172458157]
[2000,10,12,2.6,4,0.74,1.9239999999999999,0,3.4,0,2.4378560676532768,20.044368240111432]
[2000,10,13,4,0,0.74,2.96,0,0,0,2.4378560676532768,19.522224307764709]
[2000,10,14,5.2,8.4,0.74,3.8479999999999999,0,7.14,0,2.4378560676532768,25.252080375417989]
[2000,10,15,7.8,0.6,0.74,5.7720000000000002,0,0.51,0,2.4378560676532768,22.427936443071268]
[2000,10,16,6,0,0.74,4.4399999999999995,0,0,0,2.4378560676532768,20.425792510724548]
[2000,10,17,4.8,0.6,0.74,3.552,0,0.51,0,2.4378560676532768,19.821648578377825]
[2000,10,18,2.2999999999999998,1.6,0.74,1.702,0,1.36,0,2.4378560676532768,21.917504646031105]
[2000,10,19,4,0,0.74,2.96,0,0,0,2.4378560676532768,21.395360713684383]
[2000,10,20,5.8,0,0.74,4.2919999999999998,0,0,0,2.4378560676532768,19.54121678133766]
[2000,10,21,4.5999999999999996,0,0.74,3.4039999999999999,0,0,0,2.4378560676532768,18.575072848990938]
[2000,10,22,2.6,3.6,0.74,1.9239999999999999,0,3.06,0,2.4378560676532768,22.148928916644216]
[2000,10,23,1.6,9,0.74,1.1839999999999999,0,7.6499999999999995,0,2.4378560676532768,31.052784984297492]
[2000,10,24,5.8,0,0.74,4.2919999999999998,0,0,0,2.4378560676532768,29.198641051950766]
[2000,10,25,3.8,5,0.74,2.8119999999999998,0,4.25,0,2.4378560676532768,33.074497119604047]
[2000,10,26,3.8,8.8000000000000007,0.74,2.8119999999999998,0,7.48,0,2.4378560676532768,40.180353187257332]
[2000,10,27,6.8,23.4,0.74,5.032,0,19.889999999999997,0,2.4378560676532768,57.4762092549106]
[2000,10,28,8,0,{"$f":"INDEX($Q$27:$T$27,CEILING((1+MOD(B7462,12))/3,1))","v":0.74},5.92,5,0,0,2.4378560676532768,48.994065322563877]
[2000,10,29,5.4,0.2,0.74,3.996,3.9940653225638769,{"$f":"MIN($B$21*E7463,$B$26-L7462+G7463+H7463)","v":0.17},0,2.4378560676532768,{"$f":"MAX(0,L7462+I7463+K7463-G7463-H7463)","v":43.611856067653278}]
[2000,10,30,2.2000000000000002,0.6,0.74,{"$f":"IF(2*( L7463/$C$26)  <0.5,D7464*F7464*      4         *(L7463/$C$26),D7464*F7464)","v":1.6280000000000001},{"$f":"MIN($B$22, MAX(0, L7463-$C$26))","v":0},0.51,{"$f":"MAX(0,L7463+I7464+$B$28-$B$26-H7464-G7464)","v":0},{"$f":"$B$28","v":2.4378560676532768},44.931712135306555]
[2000,10,31,3.4,5.8,0.74,2.516,0,4.93,0,2.4378560676532768,49.783568202959835]
[2000,11,1,2,8.4,0.74,1.48,4.7835682029598345,7.14,0,2.4378560676532768,53.097856067653282]
[2000,11,2,4.5999999999999996,0,0.74,3.4039999999999999,5,0,0,2.4378560676532768,47.131712135306557]
[2000,11,3,2.2000000000000002,0,0.74,1.6280000000000001,2.1317121353065573,0,0,2.4378560676532768,45.809856067653278]
[2000,11,4,3,0,0.74,2.2199999999999998,0.80985606765327844,0,0,2.4378560676532768,45.21785606765328]
[2000,11,5,4.5999999999999996,0.2,0.74,3.4039999999999999,0.21785606765327969,0.17,0,2.4378560676532768,44.203856067653284]
[2000,11,6,5.6,3,0.74,4.1440000000000001,0,2.5499999999999998,0,2.4378560676532768,45.047712135306561]
[2000,11,7,5,18,0.74,3.7,4.7712135306561265E-2,15.299999999999999,0,2.4378560676532768,59.037856067653273]
[2000,11,8,3.2,4,0.74,2.3679999999999999,5,3.4,0,2.4378560676532768,57.507712135306541]
[2000,11,9,4.5999999999999996,2.4,0.74,3.4039999999999999,5,2.04,0,2.4378560676532768,53.581568202959815]
[2000,11,10,4,0,0.74,2.96,5,0,0,2.4378560676532768,48.059424270613093]
[2000,11,11,5.6,0,0.74,4.1440000000000001,3.0594242706130927,0,0,2.4378560676532768,43.29385606765328]
[2000,11,12,4.5999999999999996,0,0.74,3.4039999999999999,0,0,0,2.4378560676532768,42.327712135306555]
[2000,11,13,6.4,24.2,0.74,4.7359999999999998,0,20.57,0,2.4378560676532768,60.599568202959837]
[2000,11,14,3,1.2,0.74,2.2199999999999998,5,1.02,0,2.4378560676532768,56.837424270613113]
[2000,11,15,4.8,6.6,0.74,3.552,5,5.6099999999999994,0,2.4378560676532768,56.333280338266384]
[2000,11,16,3.3,0,0.74,2.4419999999999997,5,0,0,2.4378560676532768,51.329136405919662]
[2000,11,17,2.8,5.2,0.74,2.0720000000000001,5,4.42,0,2.4378560676532768,51.11499247357294]
[2000,11,18,2.4,0.2,0.74,1.776,5,0.17,0,2.4378560676532768,46.946848541226217]
[2000,11,19,4,0,0.74,2.96,1.9468485412262169,0,0,2.4378560676532768,44.477856067653278]
[2000,11,20,4.5999999999999996,4.5999999999999996,0.74,3.4039999999999999,0,3.9099999999999997,0,2.4378560676532768,47.421712135306549]
[2000,11,21,2,5.8,0.74,1.48,2.4217121353065494,4.93,0,2.4378560676532768,50.887856067653281]
[2000,11,22,3.8,7.4,0.74,2.8119999999999998,5,6.29,0,2.4378560676532768,51.803712135306561]
[2000,11,23,4,0.6,0.74,2.96,5,0.51,0,2.4378560676532768,46.791568202959837]
[2000,11,24,5.6,0,0.74,4.1440000000000001,1.7915682029598372,0,0,2.4378560676532768,43.29385606765328]
[2000,11,25,6.4,0,0.74,4.7359999999999998,0,0,0,2.4378560676532768,40.995712135306562]
[2000,11,26,6,0,0.74,4.4399999999999995,0,0,0,2.4378560676532768,38.993568202959842]
[2000,11,27,5.4,0,0.74,3.996,0,0,0,2.4378560676532768,37.435424270613119]
[2000,11,28,5.8,0,0.74,4.2919999999999998,0,0,0,2.4378560676532768,35.581280338266396]
[2000,11,29,7,0,0.74,5.18,0,0,0,2.4378560676532768,32.839136405919675]
[2000,11,30,7.6,0,0.74,5.6239999999999997,0,0,0,2.4378560676532768,29.652992473572954]
[2000,12,1,8,0,0.78,6.24,0,0,0,2.4378560676532768,25.850848541226227]
[2000,12,2,7,6.6,0.78,5.46,0,5.6099999999999994,0,2.4378560676532768,28.438704608879505]
[2000,12,3,5.8,2.2000000000000002,0.78,4.524,0,1.87,0,2.4378560676532768,28.22256067653278]
[2000,12,4,6,0,0.78,4.68,0,0,0,2.4378560676532768,25.980416744186059]
[2000,12,5,5.2,1.2,0.78,4.056,0,1.02,0,2.4378560676532768,25.382272811839332]
[2000,12,6,5.8,1.8,0.78,4.524,0,1.53,0,2.4378560676532768,24.826128879492607]
[2000,12,7,8,0,0.78,6.24,0,0,0,2.4378560676532768,21.023984947145884]
[2000,12,8,7.4,8.6,0.78,5.7720000000000002,0,7.31,0,2.4378560676532768,24.999841014799159]
[2000,12,9,4,3,0.78,3.12,0,2.5499999999999998,0,2.4378560676532768,26.867697082452434]
[2000,12,10,7,23,0.78,5.46,0,19.55,0,2.4378560676532768,43.395553150105712]
[2000,12,11,4.5999999999999996,1.6,0.78,3.5879999999999996,0,1.36,0,2.4378560676532768,43.605409217758989]
[2000,12,12,7,0,0.78,5.46,0,0,0,2.4378560676532768,40.583265285412267]
[2000,12,13,8,0,0.78,6.24,0,0,0,2.4378560676532768,36.781121353065544]
[2000,12,14,7.8,0,0.78,6.0839999999999996,0,0,0,2.4378560676532768,33.134977420718826]
[2000,12,15,3.8,0,0.78,2.964,0,0,0,2.4378560676532768,32.608833488372106]
[2000,12,16,0.6,1.4,0.78,0.46799999999999997,0,1.19,0,2.4378560676532768,35.768689556025379]
[2000,12,17,5.4,0,0.78,4.2120000000000006,0,0,0,2.4378560676532768,33.994545623678654]
[2000,12,18,6.6,2.6,0.78,5.1479999999999997,0,2.21,0,2.4378560676532768,33.49440169133193]
[2000,12,19,6.6,0,0.78,5.1479999999999997,0,0,0,2.4378560676532768,30.784257758985209]
[2000,12,20,6.4,0,0.78,4.9920000000000009,0,0,0,2.4378560676532768,28.230113826638483]
[2000,12,21,7.2,0,0.78,5.6160000000000005,0,0,0,2.4378560676532768,25.051969894291759]
[2000,12,22,8,0,0.78,6.24,0,0,0,2.4378560676532768,21.249825961945035]
[2000,12,23,8.6,0,0.78,6.7080000000000002,0,0,0,2.4378560676532768,16.979682029598315]
[2000,12,24,8.6,0,0.78,6.7080000000000002,0,0,0,2.4378560676532768,12.709538097251594]
[2000,12,25,7.6,0,0.78,5.9279999999999999,0,0,0,2.4378560676532768,9.2193941649048696]
[2000,12,26,6.2,0,0.78,3.9631102383537735,0,0,0,2.4378560676532768,7.6941399942043729]
[2000,12,27,3.2,1.4,0.78,1.7070731933808105,0,1.19,0,2.4378560676532768,9.6149228684768389]
[2000,12,28,5.8,22.8,0.78,3.8664809828434863,0,19.38,0,2.4378560676532768,27.566297953286625]
[2000,12,29,2.8,20.399999999999999,0.78,2.1839999999999997,0,17.34,0,2.4378560676532768,45.160154020939906]
[2000,12,30,1.6,14,0.78,1.2480000000000002,0.16015402093990616,11.9,0,2.4378560676532768,58.08985606765328]
[2000,12,31,3.8,4,{"$f":"INDEX($Q$27:$T$27,CEILING((1+MOD(B7526,12))/3,1))","v":0.78},2.964,5,3.4,0,2.4378560676532768,55.963712135306558]
[2001,1,1,5.2,1.2,0.78,4.056,5,{"$f":"MIN($B$21*E7527,$B$26-L7526+G7527+H7527)","v":1.02},0,2.4378560676532768,{"$f":"MAX(0,L7526+I7527+K7527-G7527-H7527)","v":50.365568202959842}]
[2001,1,2,5.6,2.6,0.78,{"$f":"IF(2*( L7527/$C$26)  <0.5,D7528*F7528*      4         *(L7527/$C$26),D7528*F7528)","v":4.3679999999999994},{"$f":"MIN($B$22, MAX(0, L7527-$C$26))","v":5},2.21,{"$f":"MAX(0,L7527+I7528+$B$28-$B$26-H7528-G7528)","v":0},{"$f":"$B$28","v":2.4378560676532768},45.64542427061312]
[2001,1,3,5.8,0,0.78,4.524,0.64542427061311969,0,0,2.4378560676532768,42.913856067653278]
[2001,1,4,6,0,0.78,4.68,0,0,0,2.4378560676532768,40.671712135306556]
[2001,1,5,5.6,0,0.78,4.3679999999999994,0,0,0,2.4378560676532768,38.741568202959833]
[2001,1,6,6.2,0,0.78,4.8360000000000003,0,0,0,2.4378560676532768,36.343424270613113]
[2001,1,7,6.6,0.4,0.78,5.1479999999999997,0,0.34,0,2.4378560676532768,33.973280338266392]
[2001,1,8,4,0,0.78,3.12,0,0,0,2.4378560676532768,33.291136405919673]
[2001,1,9,5,0,0.78,3.9000000000000004,0,0,0,2.4378560676532768,31.828992473572953]
[2001,1,10,9.6,0.8,0.78,7.4879999999999995,0,0.68,0,2.4378560676532768,27.458848541226232]
[2001,1,11,6.6,0.2,0.78,5.1479999999999997,0,0.17,0,2.4378560676532768,24.918704608879512]
[2001,1,12,4.4000000000000004,1.4,0.78,3.4320000000000004,0,1.19,0,2.4378560676532768,25.11456067653279]
[2001,1,13,7.8,0,0.78,6.0839999999999996,0,0,0,2.4378560676532768,21.468416744186069]
[2001,1,14,7.4,0,0.78,5.7720000000000002,0,0,0,2.4378560676532768,18.134272811839345]
[2001,1,15,8,0,0.78,6.24,0,0,0,2.4378560676532768,14.332128879492624]
[2001,1,16,8,0,0.78,6.24,0,0,0,2.4378560676532768,10.5299849471459]
[2001,1,17,3,0,0.78,2.190236869006347,0,0,0,2.4378560676532768,10.77760414579283]
[2001,1,18,9.4,29.6,0.78,7.0241238752847144,0,25.16,0,2.4378560676532768,31.351336338161396]
[2001,1,19,7.2,3.4,0.78,5.6160000000000005,0,2.8899999999999997,0,2.4378560676532768,31.063192405814675]
[2001,1,20,3.6,7.4,0.78,2.8080000000000003,0,6.29,0,2.4378560676532768,36.983048473467953]
[2001,1,21,3.2,4.4000000000000004,0.78,2.4960000000000004,0,3.74,0,2.4378560676532768,40.664904541121231]
[2001,1,22,7.2,0,0.78,5.6160000000000005,0,0,0,2.4378560676532768,37.48676060877451]
[2001,1,23,4,0,0.78,3.12,0,0,0,2.4378560676532768,36.804616676427791]
[2001,1,24,8,0,0.78,6.24,0,0,0,2.4378560676532768,33.002472744081068]
[2001,1,25,8,0,0.78,6.24,0,0,0,2.4378560676532768,29.200328811734344]
[2001,1,26,4.5999999999999996,0,0.78,3.5879999999999996,0,0,0,2.4378560676532768,28.050184879387622]
[2001,1,27,8,0,0.78,6.24,0,0,0,2.4378560676532768,24.248040947040899]
[2001,1,28,7.2,0,0.78,5.6160000000000005,0,0,0,2.4378560676532768,21.069897014694178]
[2001,1,29,2.8,0,0.78,2.1839999999999997,0,0,0,2.4378560676532768,21.323753082347455]
[2001,1,30,2.8,0,0.78,2.1839999999999997,0,0,0,2.4378560676532768,21.577609150000729]
[2001,1,31,4,0,0.78,3.12,0,0,0,2.4378560676532768,20.895465217654003]
[2001,2,1,0,133.80000000000001,0.78,0,0,90.104534782345993,2.4378560676532715,2.4378560676532768,113.43785606765327]
[2001,2,2,0,244,0.78,0,5,2.5621439323467285,2.4378560676532715,2.4378560676532768,113.43785606765327]
[2001,2,3,3,25.2,0.78,2.34,5,4.9021439323467284,2.437856067653275,2.4378560676532768,113.43785606765327]
[2001,2,4,2.2000000000000002,0.4,0.78,1.7160000000000002,5,0.34,0,2.4378560676532768,109.49971213530655]
[2001,2,5,6.6,0,0.78,5.1479999999999997,5,0,0,2.4378560676532768,101.78956820295983]
[2001,2,6,6.8,0,0.78,5.3040000000000003,5,0,0,2.4378560676532768,93.923424270613097]
[2001,2,7,6,0.2,0.78,4.68,5,0.17,0,2.4378560676532768,86.851280338266378]
[2001,2,8,3.6,6.4,0.78,2.8080000000000003,5,5.44,0,2.4378560676532768,86.92113640591964]
[2001,2,9,5.2,0.4,0.78,4.056,5,0.34,0,2.4378560676532768,80.642992473572917]
[2001,2,10,5.6,0,0.78,4.3679999999999994,5,0,0,2.4378560676532768,73.712848541226194]
[2001,2,11,6.2,0,0.78,4.8360000000000003,5,0,0,2.4378560676532768,66.314704608879467]
[2001,2,12,5.8,0,0.78,4.524,5,0,0,2.4378560676532768,59.228560676532737]
[2001,2,13,6.6,0,0.78,5.1479999999999997,5,0,0,2.4378560676532768,51.518416744186013]
[2001,2,14,6.4,0,0.78,4.9920000000000009,5,0,0,2.4378560676532768,43.964272811839294]
[2001,2,15,6,0,0.78,4.68,0,0,0,2.4378560676532768,41.722128879492573]
[2001,2,16,5.2,10,0.78,4.056,0,8.5,0,2.4378560676532768,48.603984947145854]
[2001,2,17,2.4,22.8,0.78,1.8719999999999999,3.6039849471458538,19.38,0,2.4378560676532768,64.945856067653267]
[2001,2,18,3.6,9.6,0.78,2.8080000000000003,5,8.16,0,2.4378560676532768,67.735712135306528]
[2001,2,19,4,9.1999999999999993,0.78,3.12,5,7.8199999999999994,0,2.4378560676532768,69.873568202959788]
[2001,2,20,4.8,14.6,0.78,3.7439999999999998,5,12.41,0,2.4378560676532768,75.977424270613056]
[2001,2,21,2.8,13.6,0.78,2.1839999999999997,5,11.559999999999999,0,2.4378560676532768,82.791280338266333]
[2001,2,22,3.8,0,0.78,2.964,5,0,0,2.4378560676532768,77.265136405919606]
[2001,2,23,5.8,0,0.78,4.524,5,0,0,2.4378560676532768,70.178992473572876]
[2001,2,24,5.6,0,0.78,4.3679999999999994,5,0,0,2.4378560676532768,63.248848541226153]
[2001,2,25,5,0,0.78,3.9000000000000004,5,0,0,2.4378560676532768,56.786704608879425]
[2001,2,26,6.2,0,0.78,4.8360000000000003,5,0,0,2.4378560676532768,49.388560676532705]
[2001,2,27,5.5,0,0.78,4.29,4.3885606765327054,0,0,2.4378560676532768,43.147856067653279]
[2001,2,28,6.2,0,0.78,4.8360000000000003,0,0,0,2.4378560676532768,40.749712135306559]
[2001,3,1,5.2,0,0.75,3.9000000000000004,0,0,0,2.4378560676532768,39.287568202959839]
[2001,3,2,4.2,4,0.75,3.1500000000000004,0,3.4,0,2.4378560676532768,41.975424270613118]
[2001,3,3,4.8,4.5999999999999996,0.75,3.5999999999999996,0,3.9099999999999997,0,2.4378560676532768,44.723280338266392]
[2001,3,4,5.2,1.6,0.75,3.9000000000000004,0,1.36,0,2.4378560676532768,44.621136405919671]
[2001,3,5,5.6,7.6,{"$f":"INDEX($Q$27:$T$27,CEILING((1+MOD(B7590,12))/3,1))","v":0.75},4.1999999999999993,0,6.46,0,2.4378560676532768,49.318992473572948]
[2001,3,6,5,28.4,0.75,3.75,4.3189924735729477,{"$f":"MIN($B$21*E7591,$B$26-L7590+G7591+H7591)","v":24.139999999999997},0,2.4378560676532768,{"$f":"MAX(0,L7590+I7591+K7591-G7591-H7591)","v":67.827856067653272}]
[2001,3,7,4.4000000000000004,24,0.75,{"$f":"IF(2*( L7591/$C$26)  <0.5,D7592*F7592*      4         *(L7591/$C$26),D7592*F7592)","v":3.3000000000000003},{"$f":"MIN($B$22, MAX(0, L7591-$C$26))","v":5},20.399999999999999,{"$f":"MAX(0,L7591+I7592+$B$28-$B$26-H7592-G7592)","v":0},{"$f":"$B$28","v":2.4378560676532768},82.365712135306552]
[2001,3,8,4.5999999999999996,40.4,0.75,3.4499999999999997,5,34.339999999999996,0,2.4378560676532768,110.69356820295982]
[2001,3,9,0,127,0.75,0,5,5.306431797040176,2.4378560676532715,2.4378560676532768,113.43785606765327]
[2001,3,10,0,62.6,0.75,0,5,2.5621439323467285,2.4378560676532715,2.4378560676532768,113.43785606765327]
[2001,3,11,0,56.6,0.75,0,5,2.5621439323467285,2.4378560676532715,2.4378560676532768,113.43785606765327]
[2001,3,12,4.4000000000000004,1.6,0.75,3.3000000000000003,5,1.36,0,2.4378560676532768,108.93571213530655]
[2001,3,13,3,0,0.75,2.25,5,0,0,2.4378560676532768,104.12356820295982]
[2001,3,14,4,0.4,0.75,3,5,0.34,0,2.4378560676532768,98.901424270613091]
[2001,3,15,4.4000000000000004,0.6,0.75,3.3000000000000003,5,0.51,0,2.4378560676532768,93.549280338266371]
[2001,3,16,4.2,0.2,0.75,3.1500000000000004,5,0.17,0,2.4378560676532768,88.007136405919638]
[2001,3,17,2.2000000000000002,2.4,0.75,1.6500000000000001,5,2.04,0,2.4378560676532768,85.83499247357291]
[2001,3,18,5,0,0.75,3.75,5,0,0,2.4378560676532768,79.522848541226182]
[2001,3,19,5.8,0,0.75,4.3499999999999996,5,0,0,2.4378560676532768,72.610704608879459]
[2001,3,20,3,0,0.75,2.25,5,0,0,2.4378560676532768,67.79856067653273]
[2001,3,21,5.8,0,0.75,4.3499999999999996,5,0,0,2.4378560676532768,60.886416744186008]
[2001,3,22,8.1999999999999993,25.6,0.75,6.1499999999999995,5,21.76,0,2.4378560676532768,73.934272811839278]
[2001,3,23,6.8,0,0.75,5.0999999999999996,5,0,0,2.4378560676532768,66.272128879492556]
[2001,3,24,5.2,0,0.75,3.9000000000000004,5,0,0,2.4378560676532768,59.809984947145821]
[2001,3,25,4,0,0.75,3,5,0,0,2.4378560676532768,54.2478410147991]
[2001,3,26,6.6,0,0.75,4.9499999999999993,5,0,0,2.4378560676532768,46.735697082452376]
[2001,3,27,3.2,10.8,0.75,2.4000000000000004,1.7356970824523756,9.18,0,2.4378560676532768,54.21785606765328]
[2001,3,28,3.8,0,0.75,2.8499999999999996,5,0,0,2.4378560676532768,48.805712135306557]
[2001,3,29,5.4,8.4,0.75,4.0500000000000007,3.8057121353065568,7.14,0,2.4378560676532768,50.527856067653282]
[2001,3,30,2.2000000000000002,8.1999999999999993,0.75,1.6500000000000001,5,6.9699999999999989,0,2.4378560676532768,53.285712135306561]
[2001,3,31,3.2,2.8,0.75,2.4000000000000004,5,2.38,0,2.4378560676532768,50.703568202959843]
[2001,4,1,3,4.2,0.75,2.25,5,3.57,0,2.4378560676532768,49.461424270613122]
[2001,4,2,2.2000000000000002,3,0.75,1.6500000000000001,4.4614242706131222,2.5499999999999998,0,2.4378560676532768,48.337856067653277]
[2001,4,3,2.6,2.2000000000000002,0.75,1.9500000000000002,3.3378560676532771,1.87,0,2.4378560676532768,47.357856067653273]
[2001,4,4,2.6,10.6,0.75,1.9500000000000002,2.3578560676532732,9.01,0,2.4378560676532768,54.497856067653274]
[2001,4,5,2.2000000000000002,2.4,0.75,1.6500000000000001,5,2.04,0,2.4378560676532768,52.325712135306553]
[2001,4,6,5.6,0,0.75,4.1999999999999993,5,0,0,2.4378560676532768,45.563568202959829]
[2001,4,7,3,0.4,0.75,2.25,0.56356820295982857,0.34,0,2.4378560676532768,45.527856067653282]
[2001,4,8,2,3,0.75,1.5,0.52785606765328197,2.5499999999999998,0,2.4378560676532768,48.487856067653276]
[2001,4,9,1.2,12.4,0.75,0.89999999999999991,3.4878560676532757,10.54,0,2.4378560676532768,57.077856067653279]
[2001,4,10,2.8,2.2000000000000002,0.75,2.0999999999999996,5,1.87,0,2.4378560676532768,54.285712135306554]
[2001,4,11,2.6,8,0.75,1.9500000000000002,5,6.8,0,2.4378560676532768,56.573568202959827]
[2001,4,12,3.6,0,0.75,2.7,5,0,0,2.4378560676532768,51.311424270613102]
[2001,4,13,5.6,2.6,0.75,4.1999999999999993,5,2.21,0,2.4378560676532768,46.759280338266379]
[2001,4,14,1.8,3.2,0.75,1.35,1.7592803382663789,2.72,0,2.4378560676532768,48.807856067653276]
[2001,4,15,1.8,0.4,0.75,1.35,3.807856067653276,0.34,0,2.4378560676532768,46.427856067653281]
[2001,4,16,3.2,0.6,0.75,2.4000000000000004,1.4278560676532805,0.51,0,2.4378560676532768,45.547856067653278]
[2001,4,17,2.4,0.8,0.75,1.7999999999999998,0.54785606765327799,0.68,0,2.4378560676532768,46.317856067653281]
[2001,4,18,4.2,0.6,0.75,3.1500000000000004,1.3178560676532811,0.51,0,2.4378560676532768,44.797856067653278]
[2001,4,19,2.8,0.2,0.75,2.0999999999999996,0,0.17,0,2.4378560676532768,45.305712135306557]
[2001,4,20,3.6,0,0.75,2.7,0.30571213530655683,0,0,2.4378560676532768,44.737856067653276]
[2001,4,21,3.4,3.2,0.75,2.5499999999999998,0,2.72,0,2.4378560676532768,47.345712135306556]
[2001,4,22,1.6,5.2,0.75,1.2000000000000002,2.345712135306556,4.42,0,2.4378560676532768,50.657856067653277]
[2001,4,23,2.6,1.2,0.75,1.9500000000000002,5,1.02,0,2.4378560676532768,47.165712135306556]
[2001,4,24,2.6,0,0.75,1.9500000000000002,2.1657121353065563,0,0,2.4378560676532768,45.487856067653276]
[2001,4,25,6.4,0,0.75,4.8000000000000007,0.48785606765327572,0,0,2.4378560676532768,42.637856067653281]
[2001,4,26,2.8,0.2,0.75,2.0999999999999996,0,0.17,0,2.4378560676532768,43.14571213530656]
[2001,4,27,2.2000000000000002,0.2,0.75,1.6500000000000001,0,0.17,0,2.4378560676532768,44.103568202959842]
[2001,4,28,2.4,0,0.75,1.7999999999999998,0,0,0,2.4378560676532768,44.741424270613123]
[2001,4,29,6.2,50.6,0.75,4.6500000000000004,0,43.01,0,2.4378560676532768,85.53928033826638]
[2001,4,30,2.8,4,0.75,2.0999999999999996,5,3.4,0,2.4378560676532768,84.277136405919663]
[2001,5,1,2.6,0,0.75,1.9500000000000002,5,0,0,2.4378560676532768,79.764992473572931]
[2001,5,2,1,1.6,0.75,0.75,5,1.36,0,2.4378560676532768,77.812848541226202]
[2001,5,3,1.4,11.8,0.75,1.0499999999999998,5,10.030000000000001,0,2.4378560676532768,84.230704608879478]
[2001,5,4,2.6,0,0.75,1.9500000000000002,5,0,0,2.4378560676532768,79.718560676532746]
[2001,5,5,2.2000000000000002,0,0.75,1.6500000000000001,5,0,0,2.4378560676532768,75.506416744186012]
[2001,5,6,3.4,15.6,0.75,2.5499999999999998,5,13.26,0,2.4378560676532768,83.654272811839292]
[2001,5,7,3.8,7.8,0.75,2.8499999999999996,5,6.63,0,2.4378560676532768,84.872128879492564]
[2001,5,8,2.4,3.6,{"$f":"INDEX($Q$27:$T$27,CEILING((1+MOD(B7654,12))/3,1))","v":0.75},1.7999999999999998,5,3.06,0,2.4378560676532768,83.569984947145841]
[2001,5,9,2.4,0.4,0.75,1.7999999999999998,5,{"$f":"MIN($B$21*E7655,$B$26-L7654+G7655+H7655)","v":0.34},0,2.4378560676532768,{"$f":"MAX(0,L7654+I7655+K7655-G7655-H7655)","v":79.547841014799118}]
[2001,5,10,3.8,0,0.75,{"$f":"IF(2*( L7655/$C$26)  <0.5,D7656*F7656*      4         *(L7655/$C$26),D7656*F7656)","v":2.8499999999999996},{"$f":"MIN($B$22, MAX(0, L7655-$C$26))","v":5},0,{"$f":"MAX(0,L7655+I7656+$B$28-$B$26-H7656-G7656)","v":0},{"$f":"$B$28","v":2.4378560676532768},74.135697082452396]
[2001,5,11,3.2,0,0.75,2.4000000000000004,5,0,0,2.4378560676532768,69.173553150105661]
[2001,5,12,3,0,0.75,2.25,5,0,0,2.4378560676532768,64.361409217758933]
[2001,5,13,2.8,0,0.75,2.0999999999999996,5,0,0,2.4378560676532768,59.69926528541221]
[2001,5,14,2.8,0,0.75,2.0999999999999996,5,0,0,2.4378560676532768,55.037121353065487]
[2001,5,15,2,0,0.75,1.5,5,0,0,2.4378560676532768,50.974977420718766]
[2001,5,16,1.6,0,0.75,1.2000000000000002,5,0,0,2.4378560676532768,47.212833488372041]
[2001,5,17,3.4,0,0.75,2.5499999999999998,2.2128334883720413,0,0,2.4378560676532768,44.887856067653281]
[2001,5,18,3,0.4,0.75,2.25,0,0.34,0,2.4378560676532768,45.415712135306563]
[2001,5,19,2.8,0,0.75,2.0999999999999996,0.41571213530656337,0,0,2.4378560676532768,45.337856067653277]
[2001,5,20,1.2,4.5999999999999996,0.75,0.89999999999999991,0.33785606765327714,3.9099999999999997,0,2.4378560676532768,50.447856067653277]
[2001,5,21,0,92,0.75,0,5,65.552143932346723,2.4378560676532715,2.4378560676532768,113.43785606765327]
[2001,5,22,4,41.6,0.75,3,5,5.5621439323467285,2.4378560676532715,2.4378560676532768,113.43785606765327]
[2001,5,23,1.6,3.6,0.75,1.2000000000000002,5,3.06,1.735712135306545,2.4378560676532768,112.73571213530654]
[2001,5,24,1,0.4,0.75,0.75,5,0.34,0,2.4378560676532768,109.76356820295982]
[2001,5,25,3.6,0,0.75,2.7,5,0,0,2.4378560676532768,104.50142427061309]
[2001,5,26,3.4,0,{"$f":"INDEX($Q$27:$T$27,CEILING((1+MOD(B7672,12))/3,1))","v":0.75},{"$f":"IF(2*( L7671/$C$26)  <0.5,D7672*F7672*      4         *(L7671/$C$26),D7672*F7672)","v":2.5499999999999998},{"$f":"MIN($B$22, MAX(0, L7671-$C$26))","v":5},{"$f":"MIN($B$21*E7672,$B$26-L7671+G7672+H7672)","v":0},{"$f":"MAX(0,L7671+I7672+$B$28-$B$26-H7672-G7672)","v":0},2.4378560676532768,{"$f":"MAX(0,L7671+I7672+K7672-G7672-H7672)","v":99.38928033826636}]
[2001,5,27,3.4,0,0.75,2.5499999999999998,5,0,0,2.4378560676532768,94.277136405919634]
[2001,5,28,4,0,0.75,3,5,0,0,2.4378560676532768,88.714992473572906]
[2001,5,29,3.2,0,0.75,2.4000000000000004,5,0,0,2.4378560676532768,83.752848541226172]
[2001,5,30,3.8,0,0.75,2.8499999999999996,5,0,0,2.4378560676532768,78.340704608879449]
[2001,5,31,2.2000000000000002,0,0.75,1.6500000000000001,5,0,0,2.4378560676532768,74.128560676532715]
[2001,6,1,2.8,0,0.66,1.8479999999999999,5,0,0,2.4378560676532768,69.718416744185987]
[2001,6,2,2.2000000000000002,0,0.66,1.4520000000000002,5,0,0,2.4378560676532768,65.70427281183926]
[2001,6,3,2,0,0.66,1.32,5,0,0,2.4378560676532768,61.822128879492539]
[2001,6,4,2.6,0,0.66,1.7160000000000002,5,0,0,2.4378560676532768,57.543984947145809]
[2001,6,5,4.2,0,0.66,2.7720000000000002,5,0,0,2.4378560676532768,52.209841014799089]
[2001,6,6,3.4,0,0.66,2.2440000000000002,5,0,0,2.4378560676532768,47.403697082452368]
[2001,6,7,3.2,0,0.66,2.1120000000000001,2.4036970824523678,0,0,2.4378560676532768,45.325856067653277]
[2001,6,8,1,0,0.66,0.66,0.32585606765327668,0,0,2.4378560676532768,46.777856067653282]
[2001,6,9,1.4,0,0.66,0.92399999999999993,1.777856067653282,0,0,2.4378560676532768,46.513856067653279]
[2001,6,10,0.6,0,0.66,0.39600000000000002,1.5138560676532791,0,0,2.4378560676532768,47.041856067653278]
[2001,6,11,0,93,0.66,0,2.0418560676532778,66,2.4378560676532643,2.4378560676532768,113.43785606765326]
[2001,6,12,3.2,37.4,0.66,2.1120000000000001,5,4.6741439323467429,2.4378560676532661,2.4378560676532768,113.43785606765327]
[2001,6,13,1.8,25,0.66,1.1880000000000002,5,3.7501439323467287,2.4378560676532737,2.4378560676532768,113.43785606765327]
[2001,6,14,2,11.2,0.66,1.32,5,3.8821439323467288,2.4378560676532643,2.4378560676532768,113.43785606765327]
[2001,6,15,0.6,8,0.66,0.39600000000000002,5,2.9581439323467285,2.4378560676532723,2.4378560676532768,113.43785606765327]
[2001,6,16,2.2000000000000002,14.6,0.66,1.4520000000000002,5,4.0141439323467285,2.4378560676532697,2.4378560676532768,113.43785606765327]
[2001,6,17,0.8,0,0.66,0.52800000000000002,5,0,0,2.4378560676532768,110.34771213530654]
[2001,6,18,1.8,0,0.66,1.1880000000000002,5,0,0,2.4378560676532768,106.59756820295981]
[2001,6,19,0.6,6.6,0.66,0.39600000000000002,5,5.6099999999999994,0,2.4378560676532768,109.24942427061308]
[2001,6,20,1.4,0,0.66,0.92399999999999993,5,0,0,2.4378560676532768,105.76328033826634]
[2001,6,21,1.2,3,0.66,0.79200000000000004,5,2.5499999999999998,0,2.4378560676532768,104.95913640591961]
[2001,6,22,3.4,0,0.66,2.2440000000000002,5,0,0,2.4378560676532768,100.15299247357288]
[2001,6,23,3.8,0,0.66,2.508,5,0,0,2.4378560676532768,95.082848541226156]
[2001,6,24,4,0,0.66,2.64,5,0,0,2.4378560676532768,89.880704608879427]
[2001,6,25,2.4,0,0.66,1.5840000000000001,5,0,0,2.4378560676532768,85.734560676532695]
[2001,6,26,1,10.199999999999999,0.66,0.66,5,8.67,0,2.4378560676532768,91.182416744185971]
[2001,6,27,1.2,1.2,0.66,0.79200000000000004,5,1.02,0,2.4378560676532768,88.848272811839237]
[2001,6,28,1.4,0,0.66,0.92399999999999993,5,0,0,2.4378560676532768,85.362128879492502]
[2001,6,29,3.2,0.2,0.66,2.1120000000000001,5,0.17,0,2.4378560676532768,80.857984947145781]
[2001,6,30,4.2,0,0.66,2.7720000000000002,5,0,0,2.4378560676532768,75.523841014799046]